## Tables
Table Name | Description
*in future release
patient | This file contains information about individual patients/participants that are taking part in the study. Basic, relatively immutable information is included in this file, with each participant having one row in the participants file. Participants are given a unique participant ID so that they can be identified between encounters (i.e. each participant may have many encounters). Additionally, information about the site that is conducting the study is included in this file so that participants can be selected and stratified by site if desired during analysis.
encounter | This file contains information from each controlled desaturation “breathe down” encounter. Each row of the encounter table includes information from a single encounter (so examining a single encounter requires looking at only one row of the encounter table; this is not the case for other files). Each encounter corresponds to one participant (i.e. each row has one participant ID). Information about which device is used on which finger, finger diameter, and measurements made during the encounter are included in this file. Qualitative skin color measurements are also included here (e.g. Monk scale). Dates in the encounter table are offset into the future by a random offset (set per participant) while attempting to preserve seasonality to de-identify the dataset.This preserves intra-participant chronology while inter-participant chronology is obscured.'
pulseoximeter | This table contains pulse oximeter saturation readings for the different test devices. Each row contains one saturation reading from one pulse oximeter, corresponding to a specific encounter (desaturation session or clinical encounter, identified by encounter_id), and a specific blood gas within that encounter (identified by sample_number).
spectrophotometer | This table contains quantitative skin color data. Each row represents one spectrophotometer measurement at a single anatomic site. Spectrophotometer measurements are typically taken three times at each anatomic site, and repeated at each encounter. They are linked to the encounter via encounter_id, and to the patient via patient_id.
bloodgas | The blood gas table contains blood gas measurements and data obtained at the same time as the blood gas. Each row represents the results from a single blood gas sample and clinical data from that time. These samples are linked to pulse oximeter readings and other data during the same encounter via 'sample_number' and 'encounter_id'.
device | The device table contains descriptive data about the pulse oximeters. Each row contains data for one pulse oximeter model and includes a unique device ID number, as well as the light transmission mode of the oximeter.
base waveforms | Continuous data contained here includes ECG, oxygen and carbon dioxide in mmHg, respiratory rate, and blood pressure in mmHg in WFDB format. NB: if data is available from a continuous source, it is not entered in the 'bloodgas' table, but may be linked to a specific blood gas sample via 'encounter_id', and 'sample_number' or date and time.
2hz | Reference oximeter readings (2Hz, file suffix _2hz): Continuous data from devices used as known reference oximeters during a encounter are included as csv files. These files contain SpO2, HR, and pulsatility index (PI) recorded at 2Hz. The calculated saturation (ScalcO2) is the instantaneously estimated SaO2 based on ETO2. Blood sample draws are labeled and correspond to the ‘sample’ number in other tables.
ppg | Raw PPG (86hz, file suffix _ppg): Raw PPG is included for certain encounters, and PPG files are named according to their corresponding encounter. However in this version of the database, they are not time-synchronized to the other waveform data from the same encounter.
Usage notes
Users may filter and join tables to obtain the data set required. For instance, to examine the paired SpO2 and SaO2 measurements for a specific pulse oximeter, the user would first filter the ‘device’ table based on ‘device_id’. This table would then be joined on ‘encounter_id’ and ‘device_id’ to the ‘pulseoximeter’ table (to obtain SpO2 values), and to the ‘abg’ table on ‘encounter_id’ and ‘sample’ (to obtain the ABG results for each sample during the encounter). Demographics or skin color data could be added by joining again on the ‘patient’ or ‘spectrophotometer’ tables. Within the waveform directory, intermediate directories 0-9 and a-f contain all waveform records for encounters that begin with that character. For example, the waveform records for encounter b94d27b9934d3e08a52e52d7da7dabfac484efe37a5380ee9088f7ace2efcde9 would be found in the b intermediate directory. Additionally, raw PPG data in this release is available for only a subset of encounters as a separate, non-time-synced WFDB file (suffix _ppg), recorded at 86 Hz.

## Fields
table | column name | type | description | internal comment/questions
*in future release
patient | patient_id | char | Uniquely generated patient ID (persists between encounters for recurring patients). We suggest hashing the concatenation of site ID + local patient identifier + random generated number so that IDs are not duplicated between collaborators
patient | assigned_sex | char | Male/Female
patient | race | char | Self-described race: African-American Asian Caucasian Other/Mutiethnic
patient | ethnicity | char | 1, Not Hispanic 2, Hispanic
patient | site_id | char | String identifier for the research group contributing the dataset
patient | *pmhx_htn | bool | History of hypertension
patient | *pmhx_dm | bool | History of diabetes mellitus
patient | *pmhx_chd | bool | History of congenital heart disease
patient | *pmhx_chd_text | char | Congenital heart disease details
patient | *pmhx_smoking | bool | History of smoking
encounter | patient_id | char | Uniquely generated patient ID (persists between encounters for recurring patients). We suggest hashing the concatenation of site ID + local patient identifier + random generated number so that IDs are not duplicated between collaborators
encounter | encounter_id | char | Unique identifier for a single controlled desturation session, or clinical encounter (e.g. hospitalization)
encounter | age_at_encounter | int | Age at time of data collection, calculated by date of birth - current date
encounter | encounter_date | date | The date the encounter took place (YYYY-MM-DD), offset into the future by some random number of days to preserve anonymity. The offset attempts to preserve seasonality, and is consistent for a given patient between encounters (i.e. the encounter date is offset by the same amount in the future for each encounter for a patient who comes in for multiple breathe down encounters)
encounter | fitzpatrick | int | Perceived Fitzpatrick scale, see Hypoxia lab skin color assessment protocol Values: 1, Type I 2, Type II 3, Type III 4, Type IV 5, Type V 6, Type VI
encounter | monk_fingernail | char | Monk scale measured at fingernail, see Hypoxia lab skin color assessment protocol Values: A B C D E F G H I
encounter | monk_dorsal | char | Monk scale measured at dorsal finger, see Hypoxia lab skin color assessment protocol
encounter | monk_palmar | char | Monk scale measured at palmar finger, see Hypoxia lab skin color assessment protocol
encounter | monk_upper_arm | char | Monk scale measured at upper arm, see Hypoxia lab skin color assessment protocol
encounter | monk_forehead | char | Monk scale measured at forehead, see Hypoxia lab skin color assessment protocol
encounter | finger_l1_device | int | Device present on L1 finger, OpenOximetery unique device identifier
encounter | finger_l2_device | int | Device present on L2 finger, OpenOximetery unique device identifier
encounter | finger_l3_device | int | Device present on L3 finger, OpenOximetery unique device identifier
encounter | finger_l4_device | int | Device present on L4 finger, OpenOximetery unique device identifier
encounter | finger_l5_device | int | Device present on L5 finger, OpenOximetery unique device identifier
encounter | finger_r1_device | int | Device present on R1 finger, OpenOximetery unique device identifier
encounter | finger_r2_device | int | Device present on R2 finger, OpenOximetery unique device identifier
encounter | finger_r3_device | int | Device present on R3 finger, OpenOximetery unique device identifier
encounter | finger_r4_device | int | Device present on R4 finger, OpenOximetery unique device identifier
encounter | finger_r5_device | int | Device present on R5 finger, OpenOximetery unique device identifier
encounter | finger_l1_diameter | int | Unit: mm
encounter | finger_l2_diameter | int | Unit: mm
encounter | finger_l3_diameter | int | Unit: mm
encounter | finger_l4_diameter | int | Unit: mm
encounter | finger_l5_diameter | int | Unit: mm
encounter | finger_r1_diameter | int | Unit: mm
encounter | finger_r2_diameter | int | Unit: mm
encounter | finger_r3_diameter | int | Unit: mm
encounter | finger_r4_diameter | int | Unit: mm
encounter | finger_r5_diameter | int | Unit: mm
encounter | warming | bool
bloodgas | patient_id | char | Uniquely generated patient ID (persists between encounters for recurring patients). We suggest hashing the concatenation of site ID + local patient identifier + random generated number so that IDs are not duplicated between collaborators
bloodgas | encounter_id | char | Unique identifier for a single controlled desturation session, or clinical encounter (e.g. hospitalization)
bloodgas | type | char | Values: 1, ABG 2, VBG
bloodgas | date | date | The date the encounter took place (YYYY-MM-DD), offset into the future by some random number of days to preserve anonymity. The offset attempts to preserve seasonality, and is consistent for a given patient between encounters (i.e. the encounter date is offset by the same amount in the future for each encounter for a patient who comes in for multiple breathe down encounters)
bloodgas | time | time | Time the sample was drawn
bloodgas | *time_resulted | time | Time of the results
bloodgas | sample | int | This sample's index in the sequence of ABG draws in a single encounter
bloodgas | ph | float | pH, mmHg
bloodgas | pco2 | float | CO2, mmHg
bloodgas | po2 | float | O2, mmHg
bloodgas | so2 | float | Oxygen saturation, percent
bloodgas | cohb | float | Carboxyhemoglobin, percent
bloodgas | methb | float | Methemoglobin, percent
bloodgas | thb | float | Total hemoglobin, g/dL
bloodgas | k | float | Potassium, mmol/L
bloodgas | na | float | Sodium, mmol/L
bloodgas | ca | float | Calcium, mmol/L
bloodgas | cl | float | Chloride, mmol/L
bloodgas | glucose | float | Glucose, mmol/L
bloodgas | lactate | float | Lactate, mmol/L
bloodgas | p50 | float | mmHg
bloodgas | cbase | float | Base excess, mmol/L
bloodgas | ETCO2 | float | End-tidal CO2
bloodgas | ETO2 | float | End-tidal O2
bloodgas | ScalcO2 | float | Calculated SO2 value (imputed from EtO2)
bloodgas | RR | float | Respiratory rate is derived from the ETCO2 wave, assuming that peaks in the CO2 value correspond to the end of the exhalation.
bloodgas | *draw_site | char | Planned: Site label for where blood gas was drawn from; picklist TBD
bloodgas | *_hr | int | Heart rate
bloodgas | *nibp | char | Non-invasive blood pressure
bloodgas | *nibp_mean | int | Mean non-invasive blood pressure (NIBP MAP)
bloodgas | *abp | char | Arterial blood pressure
bloodgas | *abp_mean | int | Mean arterial blood pressure (MAP)
spectrophotometer | patient_id | char | Uniquely generated patient ID (persists between encounters for recurring patients). We suggest hashing the concatenation of site ID + local patient identifier + random generated number so that IDs are not duplicated between collaborators
spectrophotometer | encounter_id | char | Unique identifier for a single controlled desturation session, or clinical encounter (e.g. hospitalization)
spectrophotometer | group | char | Anatomic site of measurement.
spectrophotometer | date | date | The date the encounter took place (YYYY-MM-DD), offset into the future by some random number of days to preserve anonymity. The offset attempts to preserve seasonality, and is consistent for a given patient between encounters (i.e. the encounter date is offset by the same amount in the future for each encounter for a patient who comes in for multiple breathe down encounters)
spectrophotometer | melanin_index | float
spectrophotometer | hb_index | float
spectrophotometer | hb_so2_index | float | %
spectrophotometer | hue | char | Munsell hue
spectrophotometer | value | float | Munsell value
spectrophotometer | chroma | float | Munsell chroma
spectrophotometer | lab_l | float | L* value
spectrophotometer | lab_a | float | a* value
spectrophotometer | lab_b | float | b* value
spectrophotometer | 400 | float | Wavelength reflectance
spectrophotometer | 410 | float | Wavelength reflectance
spectrophotometer | 420 | float | Wavelength reflectance
spectrophotometer | 430 | float | Wavelength reflectance
spectrophotometer | 440 | float | Wavelength reflectance
spectrophotometer | 450 | float | Wavelength reflectance
spectrophotometer | 460 | float | Wavelength reflectance
spectrophotometer | 470 | float | Wavelength reflectance
spectrophotometer | 480 | float | Wavelength reflectance
spectrophotometer | 490 | float | Wavelength reflectance
spectrophotometer | 500 | float | Wavelength reflectance
spectrophotometer | 510 | float | Wavelength reflectance
spectrophotometer | 520 | float | Wavelength reflectance
spectrophotometer | 530 | float | Wavelength reflectance
spectrophotometer | 540 | float | Wavelength reflectance
spectrophotometer | 550 | float | Wavelength reflectance
spectrophotometer | 560 | float | Wavelength reflectance
spectrophotometer | 570 | float | Wavelength reflectance
spectrophotometer | 580 | float | Wavelength reflectance
spectrophotometer | 590 | float | Wavelength reflectance
spectrophotometer | 600 | float | Wavelength reflectance
spectrophotometer | 610 | float | Wavelength reflectance
spectrophotometer | 620 | float | Wavelength reflectance
spectrophotometer | 630 | float | Wavelength reflectance
spectrophotometer | 640 | float | Wavelength reflectance
spectrophotometer | 650 | float | Wavelength reflectance
spectrophotometer | 660 | float | Wavelength reflectance
spectrophotometer | 670 | float | Wavelength reflectance
spectrophotometer | 680 | float | Wavelength reflectance
spectrophotometer | 690 | float | Wavelength reflectance
spectrophotometer | 700 | float | Wavelength reflectance
pulseoximeter | encounter_id | char | Unique identifier for a single controlled desturation session, or clinical encounter (e.g. hospitalization)
pulseoximeter | device | int | OpenOximetery unique device identifier for the SpO2 observation
pulseoximeter | probe_location | int | 1, L1 2, L2 3, L3 4, L4 5, L5 6, R1 7, R2 8, R3 9, R4 10, R5
pulseoximeter | sample_number | int | This sample's index in the sequence of ABG draws in a single encounter
pulseoximeter | saturation | int | SpO2 reading at the time of the sample
pulseoximeter | pi | float | The perfusion measurement as reported by the device, typically 'perfusion index'.
device | device_number | int | OpenOx Device ID number
device | *device_manufacturer | char | Manufacturer
device | *device_model | char | Oximeter Model
device | *device_model_version | char | Version number of the model
device | *device_brand | char | Brand
device | device_type | int | 1, Handheld 2, Fingertip 3, Tabletop
device | device_light_type | int | 1, Reflectance 2, Transmittance
device | *probe_type | char | Planned: type of probe (finger/ear etc)
device | *probe_manufacturer | char | Probe manufacturer
device | *probe_model | char | Model number of the probe
device | *probe_version | char | Version number of the probe
device | *device_software_ver | char | Planned: other metadata (algorithm used, software version)
device | *device_firmare_ver | char | Firmware version of device
device | *device_purchase_year | int | Device purchase year
device | *probe_purchase_year | int | Probe purchase year

## Waveform
waveform file | signal name | sampling rate | description | usage notes
base | ECG-II | 100 or 250 Hz | Represents the voltage between 2 ECG electrodes on the patient’s skin. Usually the most reliable source of heart rate.
base | ETO2 | 100 or 250 Hz | Continuous measure of the partial pressure of oxygen at the mouthpiece in mmHg.
base | ETCO2 | 100 or 250 Hz | Continuous measure of the partial pressure of carbon dioxide at the mouthpiece in mmHg.
base | RR | 100 or 250 Hz | Respiratory rate is derived from the ETCO2 wave, assuming that peaks in the CO2 value correspond to the end of the exhalation.
base | ART | 100 or 250 Hz | ART is an invasive measurement of blood pressure taken at the arterial line in mmHg.
ppg | RED | 86 | Represents the RED (660nm) light attenuated by each of the colors of light used for pulse oximetry. In this archive the PPG signal is recorded as an 86hz 19-bit integer and scaled so that the light finger returns about 32,000 counts. | nb: the sampling rate is likely to change to 250Hz in future releases and will be integrated into the base file
ppg | IR | 86 | Represents the INFRARED (905nm) light attenuated by each of the colors of light used for pulse oximetry. In this archive the PPG signal is recorded as an 86hz 19-bit integer and scaled so that the light finger returns about 32,000 counts. | nb: the sampling rate is likely to change to 250Hz in future releases and will be integrated into the base file
2hz | Sample | 2 | Denotes when an ABG sample was drawn during the study
2hz | Timestamp | 2 | Timestamp corresponding to the time the data was captured
2hz | ETCO2 | 2 | End-tidal CO2
2hz | ETO2 | 2 | End-tidal O2
2hz | ScalcO2 | 2 | Calculated SO2 value (imputed from EtO2)
2hz | RR | 2 | Respiratory rate is derived from the ETCO2 wave, assuming that peaks in the CO2 value correspond to the end of the exhalation.
2hz | dev60_SpO2 | 2 | SpO2 according to reference machine
2hz | dev60_HR | 2 | Heart rate according to reference machine
2hz | dev60_HI | 2 | Perfusion Index according to reference machine
2hz | dev59_SpO2 | 2 | SpO2 according to reference machine
2hz | dev59_HR | 2 | Heart rate according to reference machine
2hz | dev59_PI | 2 | Perfusion Index according to reference machine

## EquiOx CodeBook (hidden)
# | Variable / Field Name | Field LabelField Note | Field Attributes (Field Type, Validation, Choices, Calculations, etc.) |  | Action | Maps To | Comment
Instrument:Demographics(demographics) Collapse
| 1 | [study_id] | Patient Study ID | text | Map | patient/patient_id & patient/encounter_id
| 2 | [sfdph_epic_mrn] | SFDPH EPIC MRN | text, Identifier | Ignore
| 3 | [ucsf_epic_mrn] | UCSF EPIC MRN | text, Identifier | Ignore
| 4 | [dob] | Date of birth | text (date_ymd), Identifier | Ignore
| 5 | [age] | Age (years) | calc Calculation: rounddown(datediff([dob],[enrollment_date],'y','ymd')) | Map | encounter/age_at_encounter | So we can maybe think of a encounter as an ICU admission? Since we have measurements (finger size, color, etc.) for each encounter and each ICU admission?
| 6 | [ethnicity] | Ethnicity | radio0 Hispanic or Latino 1 NOT Hispanic or Latino 2 Unknown / Not Reported 3 Decline to Answer Custom alignment: LH | Map
| 7 | [race] | Race | dropdown0 American Indian/Alaska Native 1 Asian 2 Native Hawaiian or Other Pacific Islander 3 Black or African American 4 White 5 More Than One Race 6 Unknown / Not Reported 7 Other | Map
| 8 | [gender] | Gender | radio0 Woman 1 Man 2 Transgender Woman 3 Transgender Man 4 Gender Non-binary 5 Prefer Not to Respond | Map
| 9 | [care_service] | Section Header: Other information Primary Patient Care Service | radio0 MICU 1 SICU | Add
| 10 | [height] | Height (cm) | text (number, Min: 130, Max: 215) | Add
| 11 | [weight] | Weight (kilograms) | text (number_2dp, Min: 35, Max: 200) | Add
| 12 | [bmi] | BMI | calc Calculation: round(([weight]*10000)/(([height])^(2)),1) | Add
| 13 | [smoking_status] | Smoking Status | radio0 Never Assessed 1 Former 2 Every Day 3 Some Days 4 Never 5 Unknown | Add
| 14 | [comments] | Section Header: General Comments Comments | notes | Ignore
| 15 | [demographics_complete] | Section Header: Form Status Complete? | dropdown0 Incomplete 1 Unverified 2 Complete | Ignore
Instrument:Consent(consent) Collapse
| 16 | [enrollment_date] | Enrollment Date | text (date_ymd) | Map
| 17 | [consent_attempt_end] | 28 Days Since Enrollment | text (date_mdy) | Ignore
| 18 | [type_of_consent] | Type of Consent | checkbox0 type_of_consent___0 Self Consent 1 type_of_consent___1 Surrogate Consent 2 type_of_consent___2 Patient Reconsent 3 type_of_consent___3 Death Waiver 4 type_of_consent___4 28 Day Waiver | Map | Don't need in final data, but need to use this in our filtering logic
| 19 | [self_consent_date]Show the field ONLY if: [type_of_consent(0)] = '1' | Self Consent Date | text (date_ymd) | Ignore
| 20 | [surrogate_consent_date]Show the field ONLY if: [type_of_consent(1)] = '1' | Surrogate Consent Date | text (date_ymd) | Ignore
| 21 | [patient_consent_date]Show the field ONLY if: [type_of_consent(2)] = '1' | Patient Reconsent Date | text (date_ymd) | Ignore
| 22 | [death_waiver_date]Show the field ONLY if: [type_of_consent(3)] = '1' | Death Waiver Date | text (date_ymd) | Ignore
| 23 | [surrogate_consent_attempts] | Surrogate Consent Attempts | checkbox0 surrogate_consent_attempts___0 Attempt 1 1 surrogate_consent_attempts___1 Attempt 2 2 surrogate_consent_attempts___2 Attempt 3 | Ignore
| 24 | [date_surrogate_attempt_1]Show the field ONLY if: [surrogate_consent_attempts(0)] = '1' | Date/Time of Surrogate Consent Attempt #1 | text (datetime_ymd) | Ignore
| 25 | [date_surrogate_attempt_2]Show the field ONLY if: [surrogate_consent_attempts(1)] = '1' | Date/Time of Surrogate Consent Attempt #2 | text (datetime_ymd) | Ignore
| 26 | [date_surrogate_attempt_3]Show the field ONLY if: [surrogate_consent_attempts(2)] = '1' | Date/Time of Surrogate Consent Attempt #3 | text (datetime_ymd) | Ignore
| 27 | [patient_consent_attempts] | Patient Consent Attempts | checkbox0 patient_consent_attempts___0 Attempt 1 1 patient_consent_attempts___1 Attempt 2 2 patient_consent_attempts___2 Attempt 3 | Ignore
| 28 | [date_patient_attempt_1]Show the field ONLY if: [patient_consent_attempts(0)] = '1' | Date/Time of Patient Consent Attempt #1 | text (datetime_ymd) | Ignore
| 29 | [date_patient_attempt_2]Show the field ONLY if: [patient_consent_attempts(1)] = '1' | Date/Time of Patient Consent Attempt #2 | text (datetime_ymd) | Ignore
| 30 | [date_patient_attempt_3]Show the field ONLY if: [patient_consent_attempts(2)] = '1' | Date/Time of Patient Consent Attempt #3 | text (datetime_ymd) | Ignore
| 31 | [detailed_consent_notes] | Detailed Consent Notes | notes | Ignore
| 32 | [consent_complete] | Section Header: Form Status Complete? | dropdown0 Incomplete 1 Unverified 2 Complete | Ignore
Instrument:Skin Pigment Characterization(skin_pigment_characterization) Collapse
| 33 | [km_l_surface_a] | Section Header: Konica Minolta CM-700d SpectrophotometerTake 3 measurements in each area.Ensure that the skin site as well as device is cleaned. Additionally, ensure that the sensor is completely covered (e.g., no external light source can influence the measurement) Average L* of Pigment Surface A - see here (open in new tab) Fingernail (or toenail if on toe) | text
| 34 | [km_a_surface_a] | Average a* of Pigment Surface A Fingernail (or toenail if on toe) | text | Map
| 35 | [km_b_surface_a] | Average b* of Pigment Surface A Fingernail (or toenail if on toe) | text | Map
| 36 | [mi_surface_a] | MI Average of Pigment Surface A Fingernail (or toenail if on toe) MI = melanin index | text | Map
| 37 | [km_l_surface_b] | Average L* of Pigment Surface B - see here (open in new tab) (Index Finger Dorsal - between the fingernail and DIP) | text | Map
| 38 | [km_a_surface_b] | Average a* of Pigment Surface B (Index Finger Dorsal - between the fingernail and DIP) | text | Map
| 39 | [km_b_surface_b] | Average b* of Pigment Surface B (Index Finger Dorsal - between the fingernail and DIP) | text | Map
| 40 | [mi_surface_b] | MI Average of Pigment Surface B (Index Finger Dorsal - between the fingernail and DIP) | text | Map
| 41 | [km_l_surface_c] | Average L* of Pigment Surface C - see here (open in new tab) (Index Finger Palmar - opposite surface B) | text | Map
| 42 | [km_a_surface_c] | Average a* of Pigment Surface C (Index Finger Palmar - opposite surface B) | text | Map
| 43 | [km_b_surface_c] | Average b* of Pigment Surface C (Index Finger Palmar - opposite surface B) | text | Map
| 44 | [mi_surface_c] | MI Average of Pigment Surface C (Index Finger Palmar - opposite surface B) | text | Map
| 45 | [km_l_surface_d] | Average L* of Pigment Surface D (Earlobe Front) | text | Map
| 46 | [km_a_surface_d] | Average a* of Pigment Surface D (Earlobe Front) | text | Map
| 47 | [km_b_surface_d] | Average b* of Pigment Surface D (Earlobe Front) | text | Map
| 48 | [mi_surface_d] | MI Average of Pigment Surface D (Earlobe Front) | text | Map
| 49 | [km_l_surface_e] | Average L* of Pigment Surface E (Earlobe Back) | text | Map
| 50 | [km_a_surface_e] | Average a* of Pigment Surface E (Earlobe Back) | text | Map
| 51 | [km_b_surface_e] | Average b* of Pigment Surface E (Earlobe Back) | text | Map
| 52 | [mi_surface_e] | MI Average of Pigment Surface E (Earlobe Back) | text | Map
| 53 | [km_l_surface_f] | Average L* of Pigment Surface F (Nare External) | text | Map
| 54 | [km_a_surface_f] | Average a* of Pigment Surface F (Nare External) | text | Map
| 55 | [km_b_surface_f] | Average b* of Pigment Surface F (Nare External) | text | Map
| 56 | [mi_surface_f] | MI Average of Pigment Surface F (Nare External) | text | Map
| 57 | [km_l_surface_g] | Average L* of Pigment Surface G (Inner Upper Arm) | text | Map
| 58 | [km_a_surface_g] | Average a* of Pigment Surface G (Inner Upper Arm) | text | Map
| 59 | [km_b_surface_g] | Average b* of Pigment Surface G (Inner Upper Arm) | text | Map
| 60 | [mi_surface_g] | MI Average of Pigment Surface G (Inner Upper Arm) | text | Map
| 61 | [km_l_surface_h] | Average L* of Pigment Surface H(Forehead) | text | Map
| 62 | [km_a_surface_h] | Average a* of Pigment Surface H(Forehead) | text | Map
| 63 | [km_b_surface_h] | Average b* of Pigment Surface H(Forehead) | text | Map
| 64 | [mi_surface_h] | MI Average of Pigment Surface H(Forehead) | text | Map
| 65 | [km_l_surface_i] | Average L* of Pigment Surface I(Cheek) | text | Map
| 66 | [km_a_surface_i] | Average a* of Pigment Surface I(Cheek) | text | Map
| 67 | [km_b_surface_i] | Average b* of Pigment Surface I(Cheek) | text | Map
| 68 | [mi_surface_i] | MI Average of Pigment Surface I(Cheek) | text | Map
| 69 | [delfin_l_surface_a] | Section Header: SkinColorCatch ColorimeterEnsure that device is set to take an average over 3 measurements.Ensure that the skin site as well as device is cleaned. Additionally, ensure that the sensor is properly aligned on the surface. Average L* of Pigment Surface A - see here (open in new tab) Fingernail (or toenail if on toe) | text
| 70 | [delfin_a_surface_a] | Average a* of Pigment Surface A Fingernail (or toenail if on toe) | text | Map
| 71 | [delfin_b_surface_a] | Average b* of Pigment Surface A Fingernail (or toenail if on toe) | text | Map
| 72 | [ei_surface_a] | EI Average of Pigment Surface A Fingernail (or toenail if on toe) EI = erythema index | text | Map
| 73 | [delfin_l_surface_b] | Average L* of Pigment Surface B - see here (open in new tab)(Index Finger Dorsal - between the fingernail and DIP) | text | Map
| 74 | [delfin_a_surface_b] | Average a* of Pigment Surface B (Index Finger Dorsal - between the fingernail and DIP) | text | Map
| 75 | [delfin_b_surface_b] | Average b* of Pigment Surface B (Index Finger Dorsal - between the fingernail and DIP) | text | Map
| 76 | [ei_surface_b] | EI Average of Pigment Surface B(Index Finger Dorsal - between the fingernail and DIP)EI = erythema index | text | Map
| 77 | [delfin_l_surface_c] | Average L* of Pigment Surface C - see here (open in new tab)(Index Finger Palmar - opposite surface B) | text | Map
| 78 | [delfin_a_surface_c] | Average a* of Pigment Surface C (Index Finger Palmar - opposite surface B) | text | Map
| 79 | [delfin_b_surface_c] | Average b* of Pigment Surface C (Index Finger Palmar - opposite surface B) | text | Map
| 80 | [ei_surface_c] | EI Average of Pigment Surface C(Index Finger Palmar - opposite surface B) | text | Map
| 81 | [delfin_l_surface_d] | Average L* of Pigment Surface D (Earlobe Front) | text | Map
| 82 | [delfin_a_surface_d] | Average a* of Pigment Surface D (Earlobe Front) | text | Map
| 83 | [delfin_b_surface_d] | Average b* of Pigment Surface D (Earlobe Front) | text | Map
| 84 | [ei_surface_d] | EI Average of Pigment Surface D (Earlobe Front) | text | Map
| 85 | [delfin_l_surface_e] | Average L* of Pigment Surface E (Earlobe Back) | text | Map
| 86 | [delfin_a_surface_e] | Average a* of Pigment Surface E (Earlobe Back) | text | Map
| 87 | [delfin_b_surface_e] | Average b* of Pigment Surface E (Earlobe Back) | text | Map
| 88 | [ei_surface_e] | EI Average of Pigment Surface E (Earlobe Back) | text | Map
| 89 | [delfin_l_surface_f] | Average L* of Pigment Surface F (Nare External) | text | Map
| 90 | [delfin_a_surface_f] | Average a* of Pigment Surface F (Nare External) | text | Map
| 91 | [delfin_b_surface_f] | Average b* of Pigment Surface F (Nare External) | text | Map
| 92 | [ei_surface_f] | EI Average of Pigment Surface F (Nare External) | text | Map
| 93 | [delfin_l_surface_g] | Average L* of Pigment Surface G (Inner Upper Arm) | text | Map
| 94 | [delfin_a_surface_g] | Average a* of Pigment Surface G (Inner Upper Arm) | text | Map
| 95 | [delfin_b_surface_g] | Average b* of Pigment Surface G (Inner Upper Arm) | text | Map
| 96 | [ei_surface_g] | EI Average of Pigment Surface G(Inner Upper Arm) | text | Map
| 97 | [delfin_l_surface_h] | Average L* of Pigment Surface H(Forehead) | text | Map
| 98 | [delfin_a_surface_h] | Average a* of Pigment Surface H(Forehead) | text | Map
| 99 | [delfin_b_surface_h] | Average b* of Pigment Surface H(Forehead) | text | Map
| 100 | [ei_surface_h] | EI Average of Pigment Surface H(Forehead) | text | Map
| 101 | [delfin_l_surface_i] | Average L* of Pigment Surface I(Cheek) | text | Map
| 102 | [delfin_a_surface_i] | Average a* of Pigment Surface I(Cheek) | text | Map
| 103 | [delfin_b_surface_i] | Average b* of Pigment Surface I(Cheek) | text | Map
| 104 | [ei_surface_i] | EI Average of Pigment Surface I(Cheek) | text | Map
| 105 | [fitzpatrick] | Section Header: Fitzpatrick Scale (insert link to reference)This is a modified use of Fitzpatrick Scale as patients are not surveyed on their skin's response to UV light Fitzpatrick Classification | radio0 I - Pale white skin 1 II - White skin 2 III - Light brown skin 3 IV - Moderate brown skin 4 V - Dark brown skin 5 VI - Deeply pigmented dark brown to black skin
| 106 | [vl_inner_arm] | Section Header: Von Luschan (VL) Chromatic Scale - insert link to reference VL Inner Arm | text (number, Min: 1, Max: 36)
| 107 | [vl_fingernail] | VL Fingernail - Surface A Measure at the site (or contralateral site) where SOC pulse oximetry is measured. | text (number, Min: 1, Max: 36) | Map
| 108 | [vl_surface_b] | VL Dorsal Surface - Surface B Measure at the site (or contralateral site) where SOC pulse oximetry is measured. | text (number, Min: 1, Max: 36) | Map
| 109 | [vl_surface_c] | VL Ventral Surface - Surface C Measure at the site (or contralateral site) where SOC pulse oximetry is measured. | text (number, Min: 1, Max: 36) | Map
| 110 | [ms_inner_arm] | Section Header: Monk Scale (MS) (OLD) MS Inner Arm | text (alpha_only)
| 111 | [ms_fingernail] | MS Fingernail - Surface A Measure at the site (or contralateral site) where SOC pulse oximetry is measured. | text (alpha_only) | Map
| 112 | [ms_surface_b] | MS Dorsal Surface - Surface B Measure at the site (or contralateral site) where SOC pulse oximetry is measured. | text (alpha_only) | Map
| 113 | [ms_surface_c] | MS Ventral Surface - Surface C Measure at the site (or contralateral site) where SOC pulse oximetry is measured. | text (alpha_only) | Map
| 114 | [ms_forehead] | MS Forehead | text (alpha_only) | Map
| 115 | [ms_new_inner_arm] | Section Header: Monk Scale (MS) NEW MS (NEW) Inner Arm | text
| 116 | [ms_new_fingernail] | MS (NEW) Fingernail | text | Map
| 117 | [ms_new_dorsal] | MS (New) Dorsal | text | Map
| 118 | [ms_new_ventral] | MS (NEW) Ventral | text | Map
| 119 | [ms_new_forehead] | MS (NEW) Forehead | text | Map
| 120 | [additional_notes] | Additional Notes | notes | Ignore
| 121 | [skin_pigment_characterization_complete] | Section Header: Form Status Complete? | dropdown0 Incomplete 1 Unverified 2 Complete | Ignore
Instrument:Raw PPG(raw_ppg) Collapse
| 122 | [date] | Date | text (date_mdy)
| 123 | [time_relative_to_sample] | Time Relative to Sample | radio1 before sample 2 during sample 3 after sample 4 none of the above
| 124 | [sample_if_applicable] | Sample # (if applicable) | text
| 125 | [raw_ppg_probe_location] | Raw PPG Probe Location | radio0 Left Thumb 1 Left Index 2 Left Middle 3 Left Ring 4 Left Pinky 5 Right Thumb 6 Right Index 7 Right Middle 8 Right Ring 9 Right Pinky 10 Nare 11 Left earlobe 12 Right earlobe 13 Other - Toes
| 126 | [raw_ppg_finger_diameter] | Raw PPG Finger Diameter (mm) | text
| 127 | [please_upload_ppg_file_her] | Please Upload PPG file here | file
| 128 | [raw_ppg_complete] | Section Header: Form Status Complete? | dropdown0 Incomplete 1 Unverified 2 Complete
Instrument:Comorbidities(comorbidities) Collapse
| 129 | [shock] | Shock at enrollment | checkbox1 shock___1 septic 2 shock___2 cardiogenic 3 shock___3 hemorrhagic 4 shock___4 obstructive 5 shock___5 neurogenic 6 shock___6 mixed 7 shock___7 unknown Custom alignment: LV | Add
| 130 | [htn] | Hypertension | yesno1 Yes 0 No Custom alignment: LV | Add
| 131 | [diabetes] | Diabetes | yesno1 Yes 0 No Custom alignment: LV | Add
| 132 | [hba1c]Show the field ONLY if: [diabetes] = '1' | Hemoglobin A1C | text (number_1dp) | Add
| 133 | [pulm_htn] | Pulmonary Hypertension | yesno1 Yes 0 No Custom alignment: LV | Add
| 134 | [chf_sys] | Congestive Heart Failure with Reduced Ejection Fraction (HFrEF) or Systolic Heart Failure | yesno1 Yes 0 No Custom alignment: LV | Add
| 135 | [pvd] | Peripheral Vascular Disease | yesno1 Yes 0 No Custom alignment: LV | Add
| 136 | [valvular_disease] | Moderate or Severe Valvular Disease | checkbox1 valvular_disease___1 Tricuspid Regurgitation 2 valvular_disease___2 Aortic Insufficiency 3 valvular_disease___3 Aortic Stenosis 4 valvular_disease___4 Other significant valvular disease Custom alignment: LV | Add
| 137 | [other_valve]Show the field ONLY if: [valvular_disease(4)] = '1' | Other Valvular Disease | text | Add
| 138 | [gen_comorb] | General Comorbidites | checkbox1 gen_comorb___1 Venous Stasis Ulcers 2 gen_comorb___2 Active SARS-CoV-2 Infection (COVID-19 Disease) 3 gen_comorb___3 Raynaud's Disease 4 gen_comorb___4 Sickle Cell Disease 5 gen_comorb___5 Permanent Pacemaker or Defibrillator 6 gen_comorb___6 Atrial Fibrillation 7 gen_comorb___7 Atrial Flutter 8 gen_comorb___8 Endocarditis (active) 9 gen_comorb___9 Vitiligo 10 gen_comorb___10 End Stage Renal Disease on chronic dialysis (HD or PD) 11 gen_comorb___11 Chronic Kidney Disease not on dialysis 12 gen_comorb___12 Acute Renal Failure on Renal Replacement Therapy 13 gen_comorb___13 Anasarca or Volume Overload with Peripheral Edema Custom alignment: LV | Add
| 139 | [smoking] | Smoking Status | radio1 Never 2 Current 3 Former 4 Unknown Custom alignment: LV | Add
| 140 | [pack_years]Show the field ONLY if: [smoking] = '2' or [smoking] = '3' | Pack Years | text Custom alignment: LV | Add
| 141 | [cong_heart_dis] | Congenital Heart Disease | yesno1 Yes 0 No Custom alignment: LV | Add
| 142 | [type_chd]Show the field ONLY if: [cong_heart_dis] = '1' | Specify Congenital Heart Disease | text Custom alignment: LV
| 143 | [cath_lab] | Procedure for Cardiac Catheterization Lab | text Custom alignment: LV
| 144 | [operation] | Operation for OR Patients | text Custom alignment: LV
| 145 | [other_comorbid] | Other Significant Chronic Comorbidity | text Custom alignment: LV
| 146 | [comorbidities_complete] | Section Header: Form Status Complete? | dropdown0 Incomplete 1 Unverified 2 Complete
Instrument:Perfusion(perfusion) Collapse
| 147 | [le_temp] | Section Header: L Ear Temp | text
| 148 | [le_spo2] | SpO2 | text
| 149 | [le_sphr] | SpHR | text
| 150 | [le_pi] | PI | text (number)
| 151 | [le_pleth_reg] | Pleth Regularity | dropdown (autocomplete)1 Very Irregular 2 Somewhat Irregular 3 Regular
| 152 | [le_pleth_amp] | Pleth Amplitude | dropdown (autocomplete)1 Poor 2 Variable 3 Regular
| 153 | [re_temp] | Section Header: R Ear Temp | text (number)
| 154 | [re_spo2] | SpO2 | text (number)
| 155 | [re_sphr] | SpHR | text (number)
| 156 | [re_pi] | PI | text (number)
| 157 | [re_pleth_reg] | Pleth Regularity | dropdown (autocomplete)1 Very Irregular 2 Somewhat Irregular 3 Regular
| 158 | [re_pleth_amp] | Pleth Amplititude | dropdown (autocomplete)1 Poor 2 Variable 3 Regular
| 159 | [ln_temp] | Section Header: L Nares Temp | text (number)
| 160 | [ln_spo2] | SpO2 | text (number)
| 161 | [ln_sphr] | SpHR | text (number)
| 162 | [ln_pi] | PI | text (number)
| 163 | [ln_pleth_reg] | Pleth Regularity | dropdown (autocomplete)1 Very Irregular 2 Somewhat Irregular 3 Regular
| 164 | [ln_pleth_amp] | Pleth Amplitude | dropdown (autocomplete)1 Poor 2 Variable 3 Regular
| 165 | [rn_temp] | Section Header: R Nares Temp | text (number)
| 166 | [rn_spo2] | SpO2 | text (number)
| 167 | [rn_sphr] | SpHR | text (number)
| 168 | [rn_pi] | PI | text (number)
| 169 | [pleth_regularity] | Pleth Regularity | dropdown (autocomplete)1 Very Irregular 2 Somewhat Irregular 3 Regular
| 170 | [rn_pleth_amp] | Pleth Amplitude | dropdown (autocomplete)1 Poor 2 Variable 3 Regular
| 171 | [l1_temp] | Section Header: L Thumb Temp | text (number)
| 172 | [l1_spo2] | SpO2 | text (number)
| 173 | [l1_sphr] | SpHR | text (number)
| 174 | [l1_pi] | PI | text (number)
| 175 | [l1_pleth_reg] | Pleth Regularity | dropdown (autocomplete)1 Very Irregular 2 Somewhat Irregular 3 Regular
| 176 | [l1_pleth_amp] | Pleth Amplitude | dropdown (autocomplete)1 Poor 2 Variable 3 Regular
| 177 | [l2_temp] | Section Header: L Index Temp | text (number)
| 178 | [l2_spo2] | SpO2 | text (number)
| 179 | [l2_sphr] | SpHR | text
| 180 | [l2_pi] | PI | text
| 181 | [l2_pleth_reg] | Pleth Regularity | dropdown (autocomplete)1 Very Irregular 2 Somewhat Irregular 3 Regular
| 182 | [pleth_amplitude] | Pleth Amplitude | dropdown (autocomplete)1 Poor 2 Variable 3 Regular
| 183 | [l3_temp] | Section Header: L Middle Temp | text (number)
| 184 | [l3_spo2] | SpO2 | text (number)
| 185 | [l3_sphr] | SpHR | text (number)
| 186 | [l3_pi] | PI | text (number)
| 187 | [l3_pleth_reg] | Pleth Regularity | dropdown (autocomplete)1 Very Irregular 2 Somewhat Irregular 3 Regular
| 188 | [l3_pleth_amp] | Pleth Amplitude | dropdown (autocomplete)1 Poor 2 Variable 3 Regular
| 189 | [l4_temp] | Section Header: L Ring Temp | text (number)
| 190 | [l4_spo2] | SpO2 | text (number)
| 191 | [l4_sphr] | SpHR | text (number)
| 192 | [l4_pi] | PI | text (number)
| 193 | [l4_pleth_reg] | Pleth Regularity | dropdown (autocomplete)1 Very Irregular 2 Somewhat Irregular 3 Regular
| 194 | [l4_pleth_amp] | Pleth Amplitude | dropdown (autocomplete)1 Poor 2 Variable 3 Regular
| 195 | [l5_temp] | Section Header: L Pinky Temp | text (number)
| 196 | [l5_spo2] | SpO2 | text (number)
| 197 | [l5_sphr] | SpHR | text (number)
| 198 | [l5_pi] | PI | text (number)
| 199 | [l5_pleth_reg] | Pleth Regularity | dropdown (autocomplete)1 Very Irregular 2 Somewhat Irregular 3 Regular
| 200 | [l5_pleth_amp] | Pleth Amplitude | dropdown (autocomplete)1 Poor 2 Variable 3 Regular
| 201 | [r1_temp] | Section Header: R Thumb Temp | text (number)
| 202 | [r1_spo2] | SpO2 | text (number)
| 203 | [r1_sphr] | SpHR | text (number)
| 204 | [r1_pi] | PI | text (number)
| 205 | [r1_pleth_reg] | Pleth Regularity | dropdown (autocomplete)1 Very Irregular 2 Somewhat Irregular 3 Regular
| 206 | [r1_pleth_amp] | Pleth Amplitude | dropdown (autocomplete)1 Poor 2 Variable 3 Regular
| 207 | [nares] | nares | text
| 208 | [perfusion_complete] | Section Header: Form Status Complete? | dropdown0 Incomplete 1 Unverified 2 Complete
Instrument:Co-Oximetry(cooximetry) Collapse
| 209 | [time_cooximetry] | Time of Co-Oximetry | text (datetime_seconds_mdy)
| 210 | [total_hemoglobin] | Total Hemoglobin (g/dL) | text (number)
| 211 | [carboxyhemoglobin] | Carboxyhemoglobin (%) | text (number)
| 212 | [methemoglobin] | Methemoglobin (%) | text
| 213 | [cooximetry_complete] | Section Header: Form Status Complete? | dropdown0 Incomplete 1 Unverified 2 Complete
Instrument:Blood Sample 1(blood_sample_1) Collapse
| 214 | [capture_time] | Section Header: Most Time Sensitive Measurements MUST be collected and recorded at the same time as the ABG blood draw Patient Monitor SpO2 Capture Time Click the 'Now' button AT SAME TIME blood is being taken for ABG. All measurements below correspond to this exact time. | text (datetime_seconds_mdy) | Add
| 215 | [spo2] | Patient Monitor SpO2 (%) | text (number)
| 216 | [so2_period_of_stability] | SpO2 Period of Stability | radio0 ≥ 30 seconds 1 < 30 seconds
| 217 | [perfusion] | Patient Monitor Perfusion Index | text (number, Min: 0.0)
| 218 | [pleth_quality] | Patient Monitor Pleth Quality | checkbox0 pleth_quality___0 Very irregular 1 pleth_quality___1 Somewhat irregular 2 pleth_quality___2 Regular 3 pleth_quality___3 Poor amplitude 4 pleth_quality___4 Variable amplitude 5 pleth_quality___5 Good amplitude
| 219 | [nonin_spo2] | Nonin SpO2 (%) | text
| 220 | [nellcor_spo2] | Nellcor SpO2 (%) | text
| 221 | [nellcor_pleth_quality] | Nellcor Pleth Quality | checkbox0 nellcor_pleth_quality___0 Very irregular 1 nellcor_pleth_quality___1 Somewhat irregular 2 nellcor_pleth_quality___2 Regular 3 nellcor_pleth_quality___3 Poor amplitude 4 nellcor_pleth_quality___4 Variable amplitude 5 nellcor_pleth_quality___5 Good amplitude
| 222 | [radg_spo2] | Masimo Rad-G SpO2 (%) | text
| 223 | [radg_perfusion] | Masimo Rad-G Perfusion Index | text (number, Min: 0.0)
| 224 | [radg_pleth_quality] | Masimo Rad-G Pleth Quality | checkbox0 radg_pleth_quality___0 Very irregular 1 radg_pleth_quality___1 Somewhat irregular 2 radg_pleth_quality___2 Regular 3 radg_pleth_quality___3 Poor amplitude 4 radg_pleth_quality___4 Variable amplitude 5 radg_pleth_quality___5 Good amplitude
| 225 | [bistos_spo2] | BISTOS-710 SpO2 (%) | text
| 226 | [bistos_perfusion] | BISTOS-710 Perfusion Index | text (number, Min: 0.0)
| 227 | [bistos_pleth_quality] | BISTOS Pleth Quality | checkbox0 bistos_pleth_quality___0 Very irregular 1 bistos_pleth_quality___1 Somewhat irregular 2 bistos_pleth_quality___2 Regular 3 bistos_pleth_quality___3 Poor amplitude 4 bistos_pleth_quality___4 Variable amplitude 5 bistos_pleth_quality___5 Good amplitude
| 228 | [contec_spo2] | [*OPTIONAL Study Device ]CONTEC SpO2 (%) | text
| 229 | [contec_pleth_quality] | [*OPTIONAL Study Device ]CONTEC Pleth Quality | checkbox0 contec_pleth_quality___0 Very irregular 1 contec_pleth_quality___1 Somewhat irregular 2 contec_pleth_quality___2 Regular 3 contec_pleth_quality___3 Poor amplitude 4 contec_pleth_quality___4 Variable amplitude 5 contec_pleth_quality___5 Good amplitude
| 230 | [masimo_spo2] | [*OPTIONAL Study Device ]Masimo Rad G (w/ pediatric sensor) SpO2 (%) | text
| 231 | [masimo_perfusion] | [*OPTIONAL Study Device ]Masimo Rad G (w/ pediatric sensor) Perfusion Index | text (number, Min: 0.0)
| 232 | [masimo_pleth_quality] | [*OPTIONAL Study Device ]Masimo Rad G (w/ pediatric sensor) Pleth Quality | checkbox0 masimo_pleth_quality___0 Very irregular 1 masimo_pleth_quality___1 Somewhat irregular 2 masimo_pleth_quality___2 Regular 3 masimo_pleth_quality___3 Poor amplitude 4 masimo_pleth_quality___4 Variable amplitude 5 masimo_pleth_quality___5 Good amplitude
| 233 | [heart_rate] | Section Header: Time-Sensitive Measurements Please try to record value within 1 minute to the time of ABG blood draw Patient Monitor Pulse Ox Heart Rate (Blue) | text
| 234 | [ecg_heart_rate] | Patient Monitor ECG Heart Rate (Green) | text
| 235 | [blood_pressure_source] | Blood Pressure Source | radio0 Arterial Line 1 BP Cuff
| 236 | [art_map]Show the field ONLY if: [blood_pressure_source] = '0' | MAP | text (number)
| 237 | [cuff_map]Show the field ONLY if: [blood_pressure_source] = '1' | MAP | text (number)
| 238 | [nonin_heart_rate] | Nonin Heart Rate | text
| 239 | [nellcor_heart_rate] | Nellcor Heart Rate | text
| 240 | [radg_heart_rate] | Masimo Rad-G Heart Rate | text
| 241 | [bistos_heart_rate] | BISTOS-710 Heart Rate | text
| 242 | [contec_heart_rate] | [*OPTIONAL Study Device ] CONTEC Heart Rate | text
| 243 | [masimo_heart_rate] | [*OPTIONAL Study Device ]Masimo Rad G (w/ pediatric sensor) Heart Rate | text
| 244 | [finger_diameter] | Section Header: Least Time-Sensitive Patient Monitor/Standard of Care MeasurementsPlease collect within 10 minutes SOC Finger Diameter (mm) Measure the diameter of the finger (ventral to dorsal) on which the standard of care (SOC) pulse oximeter is used on the contralateral hand Measure between points A and D (open in new tab) | text (number)
| 245 | [probe_location] | Standard of Care (SOC) Probe Location | radio0 Left Thumb 1 Left Index 2 Left Middle 3 Left Ring 4 Left Pinky 5 Right Thumb 6 Right Index 7 Right Middle 8 Right Ring 9 Right Pinky 10 Nare 11 Left earlobe 12 Right earlobe 13 Other - Toes
| 246 | [probe_type] | SOC Probe Type | radio0 Disposable 1 Reusable 2 Trauma
| 247 | [probe_quality] | SOC Probe Application Quality | checkbox1 probe_quality___1 Sensor and emitter opposed 2 probe_quality___2 No airspace between sensor or emitter and skin 3 probe_quality___3 Skin surface clean 4 probe_quality___4 Straight probe orientation 5 probe_quality___5 Skin without nail polish, tattoo, or pigment variation 6 probe_quality___6 No options apply 7 probe_quality___7 Other - Probe reapplied
| 248 | [device_type] | SOC Device Type | radio0 Benchtop Masimo Oximeter (Model # xyz) 1 Wall Mount Patient Monitor (Model # xyz)
| 249 | [nonin_probe_location] | Section Header: Least Time-Sensitive Nonin PalmSat 2500 OXIMETER without alarm Parameters Nonin Probe Location | radio0 Left Thumb 1 Left Index 2 Left Middle 3 Left Ring 4 Left Pinky 5 Right Thumb 6 Right Index 7 Right Middle 8 Right Ring 9 Right Pinky 10 Nare 11 Left earlobe 12 Right earlobe 13 Other - Toes
| 250 | [nonin_finger_diameter] | Nonin Finger Diameter (mm)Measure the finger diameter ventral to dorsal Measure between points A and D (open in new tab) | text (number)
| 251 | [nellcor_probe_location] | Section Header: Least Time-Sensitive Nellcor Portable SpO2 Patient Monitoring System Parameters Nellcor Probe Location | radio0 Left Thumb 1 Left Index 2 Left Middle 3 Left Ring 4 Left Pinky 5 Right Thumb 6 Right Index 7 Right Middle 8 Right Ring 9 Right Pinky 10 Nare 11 Left earlobe 12 Right earlobe 13 Other - Toes
| 252 | [nellcor_finger_diameter] | Nellcor Finger Diameter (mm)Measure the finger diameter ventral to dorsal Measure between points A and D (open in new tab) | text (number)
| 253 | [radg_probe_location] | Section Header: Least Time-Sensitive Masimo Rad-G Pulse Oximeter Parameters Masimo Rad-G Probe Location | radio0 Left Thumb 1 Left Index 2 Left Middle 3 Left Ring 4 Left Pinky 5 Right Thumb 6 Right Index 7 Right Middle 8 Right Ring 9 Right Pinky 10 Nare 11 Left earlobe 12 Right earlobe 13 Other - Toes
| 254 | [radg_finger_diameter] | Masimo Rad-G Finger Diameter (mm)Measure the finger diameter ventral to dorsal Measure between points A and D (open in new tab) | text (number)
| 255 | [bistos_probe_location] | Section Header: Least Time-Sensitive LifeBox BISTOS-710 Handheld Oximeter Parameters BISTOS-710 Probe Location | radio0 Left Thumb 1 Left Index 2 Left Middle 3 Left Ring 4 Left Pinky 5 Right Thumb 6 Right Index 7 Right Middle 8 Right Ring 9 Right Pinky 10 Nare 11 Left earlobe 12 Right earlobe 13 Other - Toes
| 256 | [bistos_finger_diameter] | BISTOS-710 Finger Diameter (mm)Measure the finger diameter ventral to dorsal Measure between points A and D (open in new tab) | text (number)
| 257 | [contec_probe_location] | Section Header: [*OPTIONAL Study Device ] Least Time-Sensitive CONTEC CM650NA Parameters [*OPTIONAL Study Device ] CONTEC Probe Location | radio0 Left Thumb 1 Left Index 2 Left Middle 3 Left Ring 4 Left Pinky 5 Right Thumb 6 Right Index 7 Right Middle 8 Right Ring 9 Right Pinky 10 Nare 11 Left earlobe 12 Right earlobe 13 Other - Toes
| 258 | [contec_finger_diameter] | [*OPTIONAL Study Device ] CONTEC Finger Diameter (mm) Measure the finger diameter ventral to dorsal Measure between points A and D (open in new tab) | text (number)
| 259 | [masimo_probe_location] | Section Header: [*OPTIONAL Study Device ] Least Time-Sensitive Masimo Rad G Handheld Parameters [*OPTIONAL Study Device ] Masimo (w/ pediatric sensor) Probe Location | radio0 Left Thumb 1 Left Index 2 Left Middle 3 Left Ring 4 Left Pinky 5 Right Thumb 6 Right Index 7 Right Middle 8 Right Ring 9 Right Pinky 10 Nare 11 Left earlobe 12 Right earlobe 13 Other - Toes
| 260 | [masimo_finger_diameter] | [*OPTIONAL Study Device ] Masimo (w/ pediatric sensor) Finger Diameter (mm) Measure the finger diameter ventral to dorsal Measure between points A and D (open in new tab) | text (number)
| 261 | [temperature] | Section Header: Patient Temperature Temperature (Celsius)What is the value of their most recent temperature? | text
| 262 | [patient_movement] | Section Header: Patient Movement Describe Patient Movement | radio0 No Movement (patient completely still) 1 Moderate Movement (some movement observed, though limbs still on bed) 2 Extreme Movement (significant movement observed - e.g. limbs off of the bed, movement in region of oximeter measurement)
| 263 | [ecg_rhythm] | Section Header: ECG ECG RhythmA copy of the ECG is in the patient EMR. The ECG rhythym is stated in the top-center. | radio0 Sinus Rhythm 1 Sinus Bradycardia 2 Sinus Tachycardia 3 1st Degree Heart Block 4 2nd Degree Heart Block 5 3rd Degree Heart Block 6 Supraventricular Tachycardia 7 Atrial Fibrillation 8 Atrial Flutter 9 Ventricular Tachycardia 10 Ventricular Fibrillation
| 264 | [paralytic_drip] | Section Header: Paralytic Drip Supplemental Oxygen Paralytic DripAre they any of the following: 1. Atracurium 2. Cisatracurium 3. Rocuronium 4. Vecuroniurn 5. Pancuronium | yesno1 Yes 0 No
| 265 | [supplemental_oxygen_type] | Supplemental Oxygen Type | radio0 None 1 Low-Flow Nasal Cannula 2 High-Flow Nasal Cannula 3 Face Mask with or without Reservoir Bag (Non-Rebreather) 4 Ventilator/CPAP/BIPAP
| 266 | [fio2]Show the field ONLY if: [supplemental_oxygen_type] = '1' or [supplemental_oxygen_type] = '2' or [supplemental_oxygen_type] = '3' or [supplemental_oxygen_type] = '4' | FiO2 | text
| 267 | [flow_rate]Show the field ONLY if: [supplemental_oxygen_type] = '3' | Flow Rate (liters per minute) | text
| 268 | [peep]Show the field ONLY if: [supplemental_oxygen_type] = '4' | PEEP (liters per minute) | text
| 269 | [on_vasopressors] | Section Header: Vasopressors On Vasopressors?Norepinephrine, Epinephrine, Phenylepi, Dopamine, Dobutamine, Vasopressin, Angiotensin II | yesno1 Yes 0 No
| 270 | [vasopressor_name]Show the field ONLY if: [on_vasopressors] = '1' | Name | checkbox1 vasopressor_name___1 NorEpi 2 vasopressor_name___2 Epi 3 vasopressor_name___3 PhenylEpi 4 vasopressor_name___4 Dopamine 5 vasopressor_name___5 Dobutamine 6 vasopressor_name___6 Vasopressin 7 vasopressor_name___7 Angiotensin II
| 271 | [norepi_dose]Show the field ONLY if: [vasopressor_name(1)] = '1' | Norepinephrine Dose (mcg/min) | text (number, Max: 50)
| 272 | [epi_dose]Show the field ONLY if: [vasopressor_name(2)] = '1' | Epinephrine Dose (mcg/min) | text (number, Min: 0, Max: 50)
| 273 | [phenyl_dose]Show the field ONLY if: [vasopressor_name(3)] = '1' | Phenylephrine Dose (mcg/min) | text (number, Min: 0, Max: 200)
| 274 | [dopamine_dose]Show the field ONLY if: [vasopressor_name(4)] = '1' | Dopamine Dose (mcg/min) | text (number, Min: 0, Max: 50)
| 275 | [dobutamine_dose]Show the field ONLY if: [vasopressor_name(5)] = '1' | Dobutamine Dose (mcg/min) | text (number, Min: 0, Max: 50)
| 276 | [vasopressin_dose]Show the field ONLY if: [vasopressor_name(6)] = '1' | Vasopressin Dose (units/min) | text (number, Min: 0, Max: 50)
| 277 | [angiotensin_dose]Show the field ONLY if: [vasopressor_name(7)] = '1' | Angiotensin II Dose (ng/kg/min) | text (number, Min: 0, Max: 50)
| 278 | [net_fluid_balance] | Section Header: Input and Output Net Fluid Balance Input and Output - this can be found in the patient chart Use 24 hour total which is updated at 7am each day | text (number)
| 279 | [hgb] | Section Header: Hgb and Bilirubin Hemoglobin What was the value of their most recent hemoglobin? | text
| 280 | [bilirubin] | Bilirubin What was the value of their most recent bilirubin? | text
| 281 | [abg_collection_reason] | Section Header: Arterial Blood Gas Sample If the blood gas is clinically indicated (respiratory therapist collects the blood for analysis), the values will be in the patient chart. If the blood gas is for research purposes only, the values will be reported by Clin Labs and placed in the "EQOX" mailbox in Building 5, 2M (ZSFG). ABG Collection Reason | radio0 Clinically indicated 1 Research purposes only
| 282 | [ph] | pH | text (number, Min: 6.8, Max: 7.8)
| 283 | [paco2] | PaCO2 | text (number, Min: 5, Max: 120)
| 284 | [pao2] | PaO2 | text (number, Min: 20, Max: 680)
| 285 | [so2] | sO2 (%) | text (number, Min: 0, Max: 100)
| 286 | [is_this_clinical_sample_ta]Show the field ONLY if: [abg_collection_reason] = '0' | Is this clinical sample taken with study team member present? | radioYes Study team member present No study team member NOT present
| 287 | [time_of_so2_sample_analysi]Show the field ONLY if: [abg_collection_reason] = '1' | Time of Clinlab sO2 sample analysis (hh:mm:ss) | text (time_hh_mm_ss)
| 288 | [research_gem_ph]Show the field ONLY if: [abg_collection_reason] = 1 | Research GEM pH | text
| 289 | [research_gem_paco2]Show the field ONLY if: [abg_collection_reason] = 1 | Research GEM PaCO2 | text
| 290 | [research_gem_pao2]Show the field ONLY if: [abg_collection_reason] = 1 | Research GEM PaO2 | text
| 291 | [research_gem_so2]Show the field ONLY if: [abg_collection_reason] = 1 | Research GEM sO2 (%) | text
| 292 | [research_gem_time_run]Show the field ONLY if: [abg_collection_reason] = 1 | Research GEM Time Run (hh:mm:ss) | text (datetime_seconds_mdy)
| 293 | [additional_notes_sample_1] | Additional Notes | notes
| 294 | [blood_sample_1_complete] | Section Header: Form Status Complete? | dropdown0 Incomplete 1 Unverified 2 Complete
Instrument:Blood Sample 2(blood_sample_2) Collapse
| 295 | [capture_time_v2] | Section Header: Most Time Sensitive Measurements MUST be collected and recorded at thesame time as the ABG blood draw Patient Monitor SpO2 Capture Time Click the 'Now' button AT SAME TIME blood is being taken for ABG. All measurements below correspond to this exact time. | text (datetime_seconds_mdy)
| 296 | [spo2_v2] | Patient Monitor SpO2 (%) | text (number)
| 297 | [spo2_period_of_stability_v2] | SpO2 Period of Stability | radio0 ≥ 30 seconds 1 < 30 seconds
| 298 | [perfusion_v2] | Patient Monitor Perfusion Index | text (number, Min: 0.0)
| 299 | [pleth_quality_v2] | Patient Monitor Pleth Quality | checkbox0 pleth_quality_v2___0 Very irregular 1 pleth_quality_v2___1 Somewhat irregular 2 pleth_quality_v2___2 Regular 3 pleth_quality_v2___3 Poor amplitude 4 pleth_quality_v2___4 Variable amplitude 5 pleth_quality_v2___5 Good amplitude
| 300 | [nonin_spo2_v2] | Nonin SpO2 (%) | text
| 301 | [nellcor_spo2_v2] | Nellcor SpO2 (%) | text
| 302 | [nellcor_pleth_quality_2] | Nellcor Pleth Quality | checkbox0 nellcor_pleth_quality_2___0 Very irregular 1 nellcor_pleth_quality_2___1 Somewhat irregular 2 nellcor_pleth_quality_2___2 Regular 3 nellcor_pleth_quality_2___3 Poor amplitude 4 nellcor_pleth_quality_2___4 Variable amplitude 5 nellcor_pleth_quality_2___5 Good amplitude
| 303 | [radg_spo2_v2] | Masimo Rad-G SpO2 (%) | text
| 304 | [radg_perfusion_2] | Masimo Rad-G Perfusion Index | text (number, Min: 0.0)
| 305 | [radg_pleth_quality_2] | Masimo Rad-G Pleth Quality | checkbox0 radg_pleth_quality_2___0 Very irregular 1 radg_pleth_quality_2___1 Somewhat irregular 2 radg_pleth_quality_2___2 Regular 3 radg_pleth_quality_2___3 Poor amplitude 4 radg_pleth_quality_2___4 Variable amplitude 5 radg_pleth_quality_2___5 Good amplitude
| 306 | [bistos_spo2_v2] | BISTOS-710 SpO2 (%) | text
| 307 | [bistos_perfusion_2] | BISTOS-710 Perfusion Index | text (number, Min: 0.0)
| 308 | [bistos_pleth_quality_2] | BISTOS Pleth Quality | checkbox0 bistos_pleth_quality_2___0 Very irregular 1 bistos_pleth_quality_2___1 Somewhat irregular 2 bistos_pleth_quality_2___2 Regular 3 bistos_pleth_quality_2___3 Poor amplitude 4 bistos_pleth_quality_2___4 Variable amplitude 5 bistos_pleth_quality_2___5 Good amplitude
| 309 | [contec_spo2_v2] | [*OPTIONAL Study Device ]CONTEC SpO2 (%) | text
| 310 | [contec_pleth_quality_v2] | [*OPTIONAL Study Device ]CONTEC Pleth Quality | checkbox0 contec_pleth_quality_v2___0 Very irregular 1 contec_pleth_quality_v2___1 Somewhat irregular 2 contec_pleth_quality_v2___2 Regular 3 contec_pleth_quality_v2___3 Poor amplitude 4 contec_pleth_quality_v2___4 Variable amplitude 5 contec_pleth_quality_v2___5 Good amplitude
| 311 | [masimo_spo2_v2] | [*OPTIONAL Study Device ]Masimo Rad G (w/ pediatric sensor) SpO2 (%) | text
| 312 | [masimo_perfusion_v2] | [*OPTIONAL Study Device ]Masimo Rad G (w/ pediatric sensor)Perfusion Index | text (number, Min: 0.0)
| 313 | [masimo_pleth_quality_v2] | [*OPTIONAL Study Device ]Masimo Rad G (w/ pediatric sensor) Pleth Quality | checkbox0 masimo_pleth_quality_v2___0 Very irregular 1 masimo_pleth_quality_v2___1 Somewhat irregular 2 masimo_pleth_quality_v2___2 Regular 3 masimo_pleth_quality_v2___3 Poor amplitude 4 masimo_pleth_quality_v2___4 Variable amplitude 5 masimo_pleth_quality_v2___5 Good amplitude
| 314 | [heart_rate_v2] | Section Header: Time-Sensitive Measurements Please try to record value within 1 minute to the time of ABG blood draw Patient Monitor Pulse Ox Heart Rate (Blue) | text
| 315 | [ecg_heart_rate_v2] | Patient Monitor ECG Heart Rate (Green) | text
| 316 | [blood_pressure_source_v2] | Blood Pressure Source | radio0 Arterial Line 1 BP Cuff
| 317 | [art_map_v2]Show the field ONLY if: [blood_pressure_source_v2] = '0' | MAP | text (number)
| 318 | [cuff_map_v2]Show the field ONLY if: [blood_pressure_source_v2] = '1' | MAP | text (number)
| 319 | [nonin_heart_rate_2] | Nonin Heart Rate | text
| 320 | [nellcor_heart_rate_2] | Nellcor Heart Rate | text
| 321 | [radg_heart_rate_2] | Masimo Rad-G Heart Rate | text
| 322 | [bistos_heart_rate_2] | BISTOS-710 Heart Rate | text
| 323 | [contec_heart_rate_v2] | [*OPTIONAL Study Device ] CONTEC Heart Rate | text
| 324 | [masimo_heart_rate_v2] | [*OPTIONAL Study Device ]Masimo Rad G (w/ pediatric sensor) Heart Rate | text
| 325 | [finger_diameter_v2] | Section Header: Least Time-Sensitive Patient Monitor/Standard of Care MeasurementsPlease collect within 10 minutes SOC Finger Diameter (mm) Measure the diameter of the finger (ventral to dorsal) on which the standard of care (SOC) pulse oximeter is used on the contralateral hand Measure between points A and D (open in new tab) | text (number)
| 326 | [probe_location_v2] | Standard of Care (SOC) Probe Location | radio0 Left Thumb 1 Left Index 2 Left Middle 3 Left Ring 4 Left Pinky 5 Right Thumb 6 Right Index 7 Right Middle 8 Right Ring 9 Right Pinky 10 Nare 11 Left earlobe 12 Right earlobe 13 Other - Toes
| 327 | [probe_type_v22_trauma] | SOC Probe Type | radio0 Disposable 1 Reusable 2 Trauma
| 328 | [probe_quality_v2] | SOC Probe Application Quality | checkbox1 probe_quality_v2___1 Sensor and emitter opposed 2 probe_quality_v2___2 No airspace between sensor or emitter and skin 3 probe_quality_v2___3 Skin surface clean 4 probe_quality_v2___4 Straight probe orientation 5 probe_quality_v2___5 Skin without nail polish, tattoo, or pigment variation 6 probe_quality_v2___6 No options apply 7 probe_quality_v2___7 Other - Probe reapplied
| 329 | [device_type_v2] | SOC Device Type | radio0 Benchtop Masimo Oximeter (Model # xyz) 1 Wall Mount Patient Monitor (Model # xyz)
| 330 | [nonin_probe_location_2] | Section Header: Least Time-Sensitive Nonin PalmSat 2500 OXIMETER without alarm Parameters Nonin Probe Location | radio0 Left Thumb 1 Left Index 2 Left Middle 3 Left Ring 4 Left Pinky 5 Right Thumb 6 Right Index 7 Right Middle 8 Right Ring 9 Right Pinky 10 Nare 11 Left earlobe 12 Right earlobe 13 Other - Toes
| 331 | [nonin_finger_diameter_2] | Nonin Finger Diameter (mm)Measure the finger diameter ventral to dorsal Measure between points A and D (open in new tab) | text (number)
| 332 | [nellcor_probe_location_2] | Section Header: Least Time-Sensitive Nellcor Portable SpO2 Patient Monitoring System Parameters Nellcor Probe Location | radio0 Left Thumb 1 Left Index 2 Left Middle 3 Left Ring 4 Left Pinky 5 Right Thumb 6 Right Index 7 Right Middle 8 Right Ring 9 Right Pinky 10 Nare 11 Left earlobe 12 Right earlobe 13 Other - Toes
| 333 | [nellcor_finger_diameter_2] | Nellcor Finger Diameter (mm)Measure the finger diameter ventral to dorsal Measure between points A and D (open in new tab) | text (number)
| 334 | [radg_probe_location_2] | Section Header: Least Time-Sensitive Masimo Rad-G Pulse Oximeter Parameters Masimo Rad-G Probe Location | radio0 Left Thumb 1 Left Index 2 Left Middle 3 Left Ring 4 Left Pinky 5 Right Thumb 6 Right Index 7 Right Middle 8 Right Ring 9 Right Pinky 10 Nare 11 Left earlobe 12 Right earlobe 13 Other - Toes
| 335 | [radg_finger_diameter_2] | Masimo Rad-G Finger Diameter (mm)Measure the finger diameter ventral to dorsal Measure between points A and D (open in new tab) | text (number)
| 336 | [bistos_probe_location_2] | Section Header: Least Time-Sensitive LifeBox BISTOS-710 Handheld Oximeter Parameters BISTOS-710 Probe Location | radio0 Left Thumb 1 Left Index 2 Left Middle 3 Left Ring 4 Left Pinky 5 Right Thumb 6 Right Index 7 Right Middle 8 Right Ring 9 Right Pinky 10 Nare 11 Left earlobe 12 Right earlobe 13 Other - Toes
| 337 | [bistos_finger_diameter_2] | BISTOS-710 Finger Diameter (mm)Measure the finger diameter ventral to dorsal Measure between points A and D (open in new tab) | text (number)
| 338 | [contec_probe_location_v2] | Section Header: [*OPTIONAL Study Device ]Least Time-Sensitive CONTEC CM650NA Parameters [*OPTIONAL Study Device ] CONTEC Probe Location | radio0 Left Thumb 1 Left Index 2 Left Middle 3 Left Ring 4 Left Pinky 5 Right Thumb 6 Right Index 7 Right Middle 8 Right Ring 9 Right Pinky 10 Nare 11 Left earlobe 12 Right earlobe 13 Other - Toes
| 339 | [contec_finger_diameter_v2] | [*OPTIONAL Study Device ] CONTEC Finger Diameter (mm)Measure the finger diameter ventral to dorsal Measure between points A and D (open in new tab) | text (number)
| 340 | [masimo_probe_location_v2] | Section Header: [*OPTIONAL Study Device ] Least Time-Sensitive Masimo Rad G (w/ pediatric sensor) Handheld Parameters [*OPTIONAL Study Device ] Masimo Rad G (w/ pediatric sensor) Probe Location | radio0 Left Thumb 1 Left Index 2 Left Middle 3 Left Ring 4 Left Pinky 5 Right Thumb 6 Right Index 7 Right Middle 8 Right Ring 9 Right Pinky 10 Nare 11 Left earlobe 12 Right earlobe 13 Other - Toes
| 341 | [masimo_finger_diameter_v2] | [*OPTIONAL Study Device ] Masimo Rad G (w/ pediatric sensor) Finger Diameter (mm) Measure the finger diameter ventral to dorsal Measure between points A and D (open in new tab) | text (number)
| 342 | [temperature_v2] | Section Header: Patient Temperature Temperature (Celsius)What is the value of their most recent temperature? | text
| 343 | [patient_movement_v2] | Section Header: Patient Movement Describe Patient Movement | radio0 No Movement (patient completely still) 1 Moderate Movement (some movement observed, though limbs still on bed) 2 Extreme Movement (significant movement observed - e.g. limbs off of the bed, movement in region of oximeter measurement)
| 344 | [ecg_rhythm_v2] | Section Header: ECG ECG RhythmA copy of the ECG is in the patient EMR. The ECG rhythym is stated in the top-center. | radio0 Sinus Rhythm 1 Sinus Bradycardia 2 Sinus Tachycardia 3 1st Degree Heart Block 4 2nd Degree Heart Block 5 3rd Degree Heart Block 6 Supraventricular Tachycardia 7 Atrial Fibrillation 8 Atrial Flutter 9 Ventricular Tachycardia 10 Ventricular Fibrillation
| 345 | [paralytic_drip_v2] | Section Header: Paralytic Drip Paralytic DripAre they any of the following: 1. Atracurium 2. Cisatracurium 3. Rocuronium 4. Vecuroniurn 5. Pancuronium | yesno1 Yes 0 No
| 346 | [supplemental_oxygen_type_v2] | Section Header: Supplemental Oxygen Supplemental Oxygen Type | radio0 None 1 Low-Flow Nasal Cannula 2 High-Flow Nasal Cannula 3 Face Mask with or without Reservoir Bag (Non-Rebreather) 4 Ventilator/CPAP/BIPAP
| 347 | [fio2_v2]Show the field ONLY if: [supplemental_oxygen_type_v2] = '1' or [supplemental_oxygen_type_v2] = '2' or [supplemental_oxygen_type_v2] = '3' or [supplemental_oxygen_type_v2] = '4' | FiO2 | text
| 348 | [flow_rate_v2]Show the field ONLY if: [supplemental_oxygen_type_v2] = '3' | Flow Rate (liters per minute) | text
| 349 | [peep_v2]Show the field ONLY if: [supplemental_oxygen_type_v2] = '4' | PEEP (liters per minute) | text
| 350 | [on_vasopressors_v2] | Section Header: Vasopressors On Vasopressors?Norepinephrine, Epinephrine, Phenylepi, Dopamine, Dobutamine, Vasopressin, Angiotensin II | yesno1 Yes 0 No
| 351 | [vasopressor_name_v2]Show the field ONLY if: [on_vasopressors_v2] = '1' | Name | checkbox1 vasopressor_name_v2___1 NorEpi 2 vasopressor_name_v2___2 Epi 3 vasopressor_name_v2___3 PhenylEpi 4 vasopressor_name_v2___4 Dopamine 5 vasopressor_name_v2___5 Dobutamine 6 vasopressor_name_v2___6 Vasopressin 7 vasopressor_name_v2___7 Angiotensin II
| 352 | [norepi_dose_v2]Show the field ONLY if: [vasopressor_name_v2(1)] = '1' | Norepinephrine Dose (mcg/min) | text (number, Max: 50)
| 353 | [epi_dose_v2]Show the field ONLY if: [vasopressor_name_v2(2)] = '1' | Epinephrine Dose (mcg/min) | text (number, Min: 0, Max: 50)
| 354 | [phenyl_dose_v2]Show the field ONLY if: [vasopressor_name_v2(3)] = '1' | Phenylephrine Dose (mcg/min) | text (number, Min: 0, Max: 200)
| 355 | [dopamine_dose_v2]Show the field ONLY if: [vasopressor_name_v2(4)] = '1' | Dopamine Dose (mcg/min) | text (number, Min: 0, Max: 50)
| 356 | [dobutamine_dose_v2]Show the field ONLY if: [vasopressor_name_v2(5)] = '1' | Dobutamine Dose (mcg/min) | text (number, Min: 0, Max: 50)
| 357 | [vasopressin_dose_v2]Show the field ONLY if: [vasopressor_name_v2(6)] = '1' | Vasopressin Dose (units/min) | text (number, Min: 0, Max: 50)
| 358 | [angiotensin_dose_v2]Show the field ONLY if: [vasopressor_name_v2(7)] = '1' | Angiotensin II Dose (ng/kg/min) | text (number, Min: 0, Max: 50)
| 359 | [net_fluid_balance_v2] | Section Header: Input and Output Net Fluid Balance Input and Output - this can be found in the patient chart Use 24 hour total which is updated at 7am each day | text (number)
| 360 | [hgb_v2] | Section Header: Hgb and Bilirubin Hemoglobin What was the value of their most recent hemoglobin? | text
| 361 | [bilirubin_v2] | Bilirubin What was the value of their most recent bilirubin? | text
| 362 | [abg_collection_reason_v2] | Section Header: Arterial Blood Gas Sample If the blood gas is clinically indicated (respiratory therapist collects the blood for analysis), the values will be in the patient chart. If the blood gas is for research purposes only, the values will be reported by Clin Labs and placed in the "EQOX" mailbox in Building 5, 2M (ZSFG). ABG Collection Reason | radio0 Clinically indicated 1 Research purposes only
| 363 | [ph_v2] | pH | text (number, Min: 6.8, Max: 7.8)
| 364 | [paco2_v2] | PaCO2 | text (number, Min: 5, Max: 120)
| 365 | [pao2_v2] | PaO2 | text (number, Min: 20, Max: 680)
| 366 | [so2_v2] | sO2 (%) | text (number, Min: 0, Max: 100)
| 367 | [is_this_clinical_sample_ta_2]Show the field ONLY if: [abg_collection_reason_v2] = '0' | Is this clinical sample taken with study team member present? | radioYes Study team member present No Study team member NOT present
| 368 | [so2_time_v2]Show the field ONLY if: [abg_collection_reason_v2] = '1' | Time of Clinlab sO2 sample analysis (hh:mm:ss) | text (time_hh_mm_ss)
| 369 | [research_gem_ph_v2]Show the field ONLY if: [abg_collection_reason_v2] = '1' | Research GEM pH | text
| 370 | [research_gem_paco2_v2]Show the field ONLY if: [abg_collection_reason_v2] = '1' | Research GEM PaCO2 | text
| 371 | [research_gem_pao2_v2]Show the field ONLY if: [abg_collection_reason_v2] = '1' | Research GEM PaO2 | text
| 372 | [research_gem_so2_v2]Show the field ONLY if: [abg_collection_reason_v2] = '1' | Research GEM sO2 (%) | text
| 373 | [research_gem_time_run_v2]Show the field ONLY if: [abg_collection_reason_v2] = '1' | Research GEM time run (hh:mm:ss) | text (datetime_seconds_mdy)
| 374 | [additional_notes_sample_2] | Additional Notes | notes
| 375 | [blood_sample_2_complete] | Section Header: Form Status Complete? | dropdown0 Incomplete 1 Unverified 2 Complete
Instrument:Blood Sample 3(blood_sample_3) Collapse
| 376 | [capture_time_v3] | Section Header: Most Time Sensitive Measurements MUST be collected and recorded at thesame time as the ABG blood draw Patient Monitor SpO2 Capture Time Click the 'Now' button AT SAME TIME blood is being taken for ABG. All measurements below correspond to this exact time. | text (datetime_seconds_mdy)
| 377 | [spo2_v3] | Patient Monitor SpO2 (%) | text (number)
| 378 | [spo2_period_of_stability_v3] | SpO2 Period of Stability | radio0 ≥ 30 seconds 1 < 30 seconds
| 379 | [perfusion_v3] | Patient Monitor Perfusion Index | text (number, Min: 0.0)
| 380 | [pleth_quality_v3] | Patient Monitor Pleth Quality | checkbox0 pleth_quality_v3___0 Very irregular 1 pleth_quality_v3___1 Somewhat irregular 2 pleth_quality_v3___2 Regular 3 pleth_quality_v3___3 Poor amplitude 4 pleth_quality_v3___4 Variable amplitude 5 pleth_quality_v3___5 Good amplitude
| 381 | [nonin_spo2_v3] | Nonin SpO2 (%) | text
| 382 | [nellcor_spo2_v3] | Nellcor SpO2 (%) | text
| 383 | [nellcor_pleth_quality_3] | Nellcor Pleth Quality | checkbox0 nellcor_pleth_quality_3___0 Very irregular 1 nellcor_pleth_quality_3___1 Somewhat irregular 2 nellcor_pleth_quality_3___2 Regular 3 nellcor_pleth_quality_3___3 Poor amplitude 4 nellcor_pleth_quality_3___4 Variable amplitude 5 nellcor_pleth_quality_3___5 Good amplitude
| 384 | [radg_spo2_v3] | Masimo Rad-G SpO2 (%) | text
| 385 | [radg_perfusion_3] | Masimo Rad-G Perfusion Index | text (number, Min: 0.0)
| 386 | [radg_pleth_quality_3] | Masimo Rad-G Pleth Quality | checkbox0 radg_pleth_quality_3___0 Very irregular 1 radg_pleth_quality_3___1 Somewhat irregular 2 radg_pleth_quality_3___2 Regular 3 radg_pleth_quality_3___3 Poor amplitude 4 radg_pleth_quality_3___4 Variable amplitude 5 radg_pleth_quality_3___5 Good amplitude
| 387 | [bistos_spo2_v3] | BISTOS-710 SpO2 (%) | text
| 388 | [bistos_perfusion_3] | BISTOS-710 Perfusion Index | text (number, Min: 0.0)
| 389 | [bistos_pleth_quality_3] | BISTOS Pleth Quality | checkbox0 bistos_pleth_quality_3___0 Very irregular 1 bistos_pleth_quality_3___1 Somewhat irregular 2 bistos_pleth_quality_3___2 Regular 3 bistos_pleth_quality_3___3 Poor amplitude 4 bistos_pleth_quality_3___4 Variable amplitude 5 bistos_pleth_quality_3___5 Good amplitude
| 390 | [contec_spo2_v3] | [*OPTIONAL Study Device ]CONTEC SpO2 (%) | text
| 391 | [contec_pleth_quality_v3] | [*OPTIONAL Study Device ]CONTEC Pleth Quality | checkbox0 contec_pleth_quality_v3___0 Very irregular 1 contec_pleth_quality_v3___1 Somewhat irregular 2 contec_pleth_quality_v3___2 Regular 3 contec_pleth_quality_v3___3 Poor amplitude 4 contec_pleth_quality_v3___4 Variable amplitude 5 contec_pleth_quality_v3___5 Good amplitude
| 392 | [masimo_spo2_v3] | [*OPTIONAL Study Device ]Masimo Rad G (w/ pediatric sensor) SpO2 (%) | text
| 393 | [masimo_perfusion_v3] | [*OPTIONAL Study Device ]Masimo Rad G (w/ pediatric sensor) Perfusion Index | text (number, Min: 0.0)
| 394 | [masimo_pleth_quality_v3] | [*OPTIONAL Study Device ]Masimo Rad G (w/ pediatric sensor) Pleth Quality | checkbox0 masimo_pleth_quality_v3___0 Very irregular 1 masimo_pleth_quality_v3___1 Somewhat irregular 2 masimo_pleth_quality_v3___2 Regular 3 masimo_pleth_quality_v3___3 Poor amplitude 4 masimo_pleth_quality_v3___4 Variable amplitude 5 masimo_pleth_quality_v3___5 Good amplitude
| 395 | [heart_rate_v3] | Section Header: Time-Sensitive Measurements Please try to record value within 1 minute to the time of ABG blood draw Patient Monitor Pulse Ox Heart Rate (Blue) | text
| 396 | [ecg_heart_rate_v3] | Patient Monitor ECG Heart Rate (Green) | text
| 397 | [blood_pressure_source_v3] | Blood Pressure Source | radio0 Arterial Line 1 BP Cuff
| 398 | [art_map_v3]Show the field ONLY if: [blood_pressure_source_v3] = '0' | MAP | text (number)
| 399 | [cuff_map_v3]Show the field ONLY if: [blood_pressure_source_v3] = '1' | MAP | text (number)
| 400 | [nonin_heart_rate_3] | Nonin Heart Rate | text
| 401 | [nellcor_heart_rate_3] | Nellcor Heart Rate | text
| 402 | [radg_heart_rate_3] | Masimo Rad-G Heart Rate | text
| 403 | [bistos_heart_rate_3] | BISTOS-710 Heart Rate | text
| 404 | [contec_heart_rate_v3] | [*OPTIONAL Study Device ] CONTEC Heart Rate | text
| 405 | [masimo_heart_rate_v3] | [*OPTIONAL Study Device ]Masimo Rad G (w/ pediatric sensor) Heart Rate | text
| 406 | [finger_diameter_v3] | Section Header: Least Time-Sensitive Patient Monitor/Standard of Care MeasurementsPlease collect within 10 minutes SOC Finger Diameter (mm) Measure the diameter of the finger (ventral to dorsal) on which the standard of care (SOC) pulse oximeter is used on the contralateral hand Measure between points A and D (open in new tab) | text (number)
| 407 | [probe_location_v3] | Standard of Care (SOC) Probe Location | radio0 Left Thumb 1 Left Index 2 Left Middle 3 Left Ring 4 Left Pinky 5 Right Thumb 6 Right Index 7 Right Middle 8 Right Ring 9 Right Pinky 10 Nare 11 Left earlobe 12 Right earlobe 13 Other - Toes
| 408 | [probe_type_v3] | SOC Probe Type | radio0 Disposable 1 Reusable 2 Trauma
| 409 | [probe_quality_v3] | SOC Probe Application Quality | checkbox1 probe_quality_v3___1 Sensor and emitter opposed 2 probe_quality_v3___2 No airspace between sensor or emitter and skin 3 probe_quality_v3___3 Skin surface clean 4 probe_quality_v3___4 Straight probe orientation 5 probe_quality_v3___5 Skin without nail polish, tattoo, or pigment variation 6 probe_quality_v3___6 No options apply 7 probe_quality_v3___7 Other - Probe reapplied
| 410 | [device_type_v3] | SOC Device Type | radio0 Benchtop Masimo Oximeter (Model # xyz) 1 Wall Mount Patient Monitor (Model # xyz)
| 411 | [nonin_probe_location_3] | Section Header: Least Time-Sensitive Nonin PalmSat 2500 OXIMETER without alarm Parameters Nonin Probe Location | radio0 Left Thumb 1 Left Index 2 Left Middle 3 Left Ring 4 Left Pinky 5 Right Thumb 6 Right Index 7 Right Middle 8 Right Ring 9 Right Pinky 10 Nare 11 Left earlobe 12 Right earlobe 13 Other - Toes
| 412 | [nonin_finger_diameter_3] | Nonin Finger Diameter (mm)Measure the finger diameter ventral to dorsal Measure between points A and D (open in new tab) | text (number)
| 413 | [nellcor_probe_location_3] | Section Header: Least Time-Sensitive Nellcor Portable SpO2 Patient Monitoring System Parameters Nellcor Probe Location | radio0 Left Thumb 1 Left Index 2 Left Middle 3 Left Ring 4 Left Pinky 5 Right Thumb 6 Right Index 7 Right Middle 8 Right Ring 9 Right Pinky 10 Nare 11 Left earlobe 12 Right earlobe 13 Other - Toes
| 414 | [nellcor_finger_diameter_3] | Nellcor Finger Diameter (mm)Measure the finger diameter ventral to dorsal Measure between points A and D (open in new tab) | text (number)
| 415 | [radg_probe_location_3] | Section Header: Least Time-Sensitive Masimo Rad-G Pulse Oximeter Parameters Masimo Rad-G Probe Location | radio0 Left Thumb 1 Left Index 2 Left Middle 3 Left Ring 4 Left Pinky 5 Right Thumb 6 Right Index 7 Right Middle 8 Right Ring 9 Right Pinky 10 Nare 11 Left earlobe 12 Right earlobe 13 Other - Toes
| 416 | [radg_finger_diameter_3] | Masimo Rad-G Finger Diameter (mm)Measure the finger diameter ventral to dorsal Measure between points A and D (open in new tab) | text (number)
| 417 | [bistos_probe_location_3] | Section Header: Least Time-Sensitive LifeBox BISTOS-710 Handheld Oximeter Parameters BISTOS-710 Probe Location | radio0 Left Thumb 1 Left Index 2 Left Middle 3 Left Ring 4 Left Pinky 5 Right Thumb 6 Right Index 7 Right Middle 8 Right Ring 9 Right Pinky 10 Nare 11 Left earlobe 12 Right earlobe 13 Other - Toes
| 418 | [bistos_finger_diameter_3] | BISTOS-710 Finger Diameter (mm)Measure the finger diameter ventral to dorsal Measure between points A and D (open in new tab) | text (number)
| 419 | [contec_probe_location_v3] | Section Header: [*OPTIONAL Study Device ]Least Time-Sensitive CONTEC CM650NA Parameters [*OPTIONAL Study Device ] CONTEC Probe Location | radio0 Left Thumb 1 Left Index 2 Left Middle 3 Left Ring 4 Left Pinky 5 Right Thumb 6 Right Index 7 Right Middle 8 Right Ring 9 Right Pinky 10 Nare 11 Left earlobe 12 Right earlobe 13 Other - Toes
| 420 | [contec_finger_diameter_v3] | [*OPTIONAL Study Device ] CONTEC Finger Diameter (mm)Measure the finger diameter ventral to dorsal Measure between points A and D (open in new tab) | text (number)
| 421 | [masimo_probe_location_v3] | Section Header: [*OPTIONAL Study Device ]Least Time-Sensitive Masimo Rad G (w/ pediatric sensor) Handheld Parameters [*OPTIONAL Study Device ] Masimo Rad G (w/ pediatric sensor) Probe Location | radio0 Left Thumb 1 Left Index 2 Left Middle 3 Left Ring 4 Left Pinky 5 Right Thumb 6 Right Index 7 Right Middle 8 Right Ring 9 Right Pinky 10 Nare 11 Left earlobe 12 Right earlobe 13 Other - Toes
| 422 | [masimo_finger_diameter_v3] | [*OPTIONAL Study Device ] Masimo Rad G (w/ pediatric sensor) Finger Diameter (mm) Measure the finger diameter ventral to dorsal Measure between points A and D (open in new tab) | text (number)
| 423 | [patient_movement_v3] | Section Header: Patient Movement Describe Patient Movement | radio0 No Movement (patient completely still) 1 Moderate Movement (some movement observed, though limbs still on bed) 2 Extreme Movement (significant movement observed - e.g. limbs off of the bed, movement in region of oximeter measurement)
| 424 | [temperature_v3] | Section Header: Patient Temperature Temperature (Celsius)What is the value of their most recent temperature? | text
| 425 | [ecg_rhythm_v3] | Section Header: ECG ECG RhythmA copy of the ECG is in the patient EMR. The ECG rhythym is stated in the top-center. | radio0 Sinus Rhythm 1 Sinus Bradycardia 2 Sinus Tachycardia 3 1st Degree Heart Block 4 2nd Degree Heart Block 5 3rd Degree Heart Block 6 Supraventricular Tachycardia 7 Atrial Fibrillation 8 Atrial Flutter 9 Ventricular Tachycardia 10 Ventricular Fibrillation
| 426 | [paralytic_drip_v3] | Section Header: Paralytic Drip Paralytic DripAre they any of the following: 1. Atracurium 2. Cisatracurium 3. Rocuronium 4. Vecuroniurn 5. Pancuronium | yesno1 Yes 0 No
| 427 | [supplemental_oxygen_type_v3] | Section Header: Supplemental Oxygen Supplemental Oxygen Type | radio0 None 1 Low-Flow Nasal Cannula 2 High-Flow Nasal Cannula 3 Face Mask with or without Reservoir Bag (Non-Rebreather) 4 Ventilator/CPAP/BIPAP
| 428 | [fio2_v3]Show the field ONLY if: [supplemental_oxygen_type_v3] = '1' or [supplemental_oxygen_type_v3] = '2' or [supplemental_oxygen_type_v3] = '3' or [supplemental_oxygen_type_v3] = '4' | FiO2 | text
| 429 | [flow_rate_v3]Show the field ONLY if: [supplemental_oxygen_type_v3] = '3' | Flow Rate (liters per minute) | text
| 430 | [peep_v3]Show the field ONLY if: [supplemental_oxygen_type_v3] = '4' | PEEP (liters per minute) | text
| 431 | [on_vasopressors_v3] | Section Header: Vasopressors On Vasopressors?norepinephrine, epinephrine, phenylephrine, dopamine, dobutamine, vasopressin, angiotensin II | yesno1 Yes 0 No
| 432 | [vasopressor_name_v3]Show the field ONLY if: [on_vasopressors_v3] = '1' | Name | checkbox1 vasopressor_name_v3___1 NorEpi 2 vasopressor_name_v3___2 Epi 3 vasopressor_name_v3___3 PhenylEpi 4 vasopressor_name_v3___4 Dopamine 5 vasopressor_name_v3___5 Dobutamine 6 vasopressor_name_v3___6 Vasopressin 7 vasopressor_name_v3___7 Angiotensin II
| 433 | [norepi_dose_v3]Show the field ONLY if: [vasopressor_name_v3(1)] = '1' | Norepinephrine Dose (mcg/min) | text (number, Max: 50)
| 434 | [epi_dose_v3]Show the field ONLY if: [vasopressor_name_v3(2)] = '1' | Epinephrine Dose (mcg/min) | text (number, Min: 0, Max: 50)
| 435 | [phenyl_dose_v3]Show the field ONLY if: [vasopressor_name_v3(3)] = '1' | Phenylephrine Dose (mcg/min) | text (number, Min: 0, Max: 200)
| 436 | [dopamine_dose_v3]Show the field ONLY if: [vasopressor_name_v3(4)] = '1' | Dopamine Dose (mcg/min) | text (number, Min: 0, Max: 50)
| 437 | [dobutamine_dose_v3]Show the field ONLY if: [vasopressor_name_v3(5)] = '1' | Dobutamine Dose (mcg/min) | text (number, Min: 0, Max: 50)
| 438 | [vasopressin_dose_v3]Show the field ONLY if: [vasopressor_name_v3(6)] = '1' | Vasopressin Dose (units/min) | text (number, Min: 0, Max: 50)
| 439 | [angiotensin_dose_v3]Show the field ONLY if: [vasopressor_name_v3(7)] = '1' | Angiotensin II Dose (ng/kg/min) | text (number, Min: 0, Max: 50)
| 440 | [net_fluid_balance_v3] | Section Header: Input and Output Net Fluid Balance Input and Output - this can be found in the patient chart Use 24 hour total which is updated at 7am each day | text (number)
| 441 | [hgb_v3] | Section Header: Hgb and Bilirubin Hemoglobin What was the value of their most recent hemoglobin? | text
| 442 | [bilirubin_v3] | Bilirubin What was the value of their most recent bilirubin? | text
| 443 | [abg_collection_reason_v3] | Section Header: Arterial Blood Gas Sample If the blood gas is clinically indicated (respiratory therapist collects the blood for analysis), the values will be in the patient chart. If the blood gas is for research purposes only, the values will be reported by Clin Labs and placed in the "EQOX" mailbox in Building 5, 2M (ZSFG). ABG Collection Reason | radio0 Clinically indicated 1 Research purposes only
| 444 | [ph_v3] | pH | text (number, Min: 6.8, Max: 7.8)
| 445 | [paco2_v3] | PaCO2 | text (number, Min: 5, Max: 120)
| 446 | [pao2_v3] | PaO2 | text (number, Min: 20, Max: 680)
| 447 | [so2_v3] | sO2 (%) | text (number, Min: 0, Max: 100)
| 448 | [is_this_clinical_sample_ta_3]Show the field ONLY if: [abg_collection_reason_v3] = '0' | Is this clinical sample taken with study team member present? | radioYes Study team member present No Study team member NOT present
| 449 | [so2_time_v3]Show the field ONLY if: [abg_collection_reason_v3] = '1' | Time of Clinlab sO2 sample analysis (hh:mm:ss) | text (time_hh_mm_ss)
| 450 | [research_gem_ph_v3]Show the field ONLY if: [abg_collection_reason_v3] = '1' | Research GEM pH | text
| 451 | [research_gem_paco2_v3]Show the field ONLY if: [abg_collection_reason_v3] = '1' | Research GEM PaCO2 | text
| 452 | [research_gem_pao2_v3]Show the field ONLY if: [abg_collection_reason_v3] = '1' | Research GEM PaO2 | text
| 453 | [research_gem_so2_v3]Show the field ONLY if: [abg_collection_reason_v3] = '1' | Research GEM sO2 | text
| 454 | [research_gem_time_run_v3]Show the field ONLY if: [abg_collection_reason_v3] = '1' | Research GEM time run (hh:mm:ss) | text (datetime_seconds_mdy)
| 455 | [additional_notes_sample_3] | Additional Notes | notes
| 456 | [blood_sample_3_complete] | Section Header: Form Status Complete? | dropdown0 Incomplete 1 Unverified 2 Complete
Instrument:Blood Sample 4(blood_sample_4) Collapse
| 457 | [capture_time_v4] | Section Header: Most Time Sensitive Measurements MUST be collected and recorded at thesame time as the ABG blood draw Patient Monitor SpO2 Capture Time Click the 'Now' button AT SAME TIME blood is being taken for ABG. All measurements below correspond to this exact time. | text (datetime_seconds_mdy)
| 458 | [spo2_v4] | Patient Monitor SpO2 (%) | text (number)
| 459 | [spo2_period_of_stability_v4] | SpO2 Period of Stability | radio0 ≥ 30 seconds 1 < 30 seconds
| 460 | [perfusion_v4] | Patient Monitor Perfusion Index | text (number, Min: 0.0)
| 461 | [pleth_quality_v4] | Patient Monitor Pleth Quality | checkbox0 pleth_quality_v4___0 Very irregular 1 pleth_quality_v4___1 Somewhat irregular 2 pleth_quality_v4___2 Regular 3 pleth_quality_v4___3 Poor amplitude 4 pleth_quality_v4___4 Variable amplitude 5 pleth_quality_v4___5 Good amplitude
| 462 | [nonin_spo2_v4] | Nonin SpO2 (%) | text
| 463 | [nellcor_spo2_v4] | Nellcor SpO2 (%) | text
| 464 | [nellcor_pleth_quality_4] | Nellcor Pleth Quality | checkbox0 nellcor_pleth_quality_4___0 Very irregular 1 nellcor_pleth_quality_4___1 Somewhat irregular 2 nellcor_pleth_quality_4___2 Regular 3 nellcor_pleth_quality_4___3 Poor amplitude 4 nellcor_pleth_quality_4___4 Variable amplitude 5 nellcor_pleth_quality_4___5 Good amplitude
| 465 | [radg_spo2_v4] | Masimo Rad-G SpO2 (%) | text
| 466 | [radg_perfusion_4] | Masimo Rad-G Perfusion Index | text (number, Min: 0.0)
| 467 | [radg_pleth_quality_4] | Masimo Rad-G Pleth Quality | checkbox0 radg_pleth_quality_4___0 Very irregular 1 radg_pleth_quality_4___1 Somewhat irregular 2 radg_pleth_quality_4___2 Regular 3 radg_pleth_quality_4___3 Poor amplitude 4 radg_pleth_quality_4___4 Variable amplitude 5 radg_pleth_quality_4___5 Good amplitude
| 468 | [bistos_spo2_v4] | BISTOS-710 SpO2 (%) | text
| 469 | [bistos_perfusion_4] | BISTOS-710 Perfusion Index | text (number, Min: 0.0)
| 470 | [bistos_pleth_quality_4] | BISTOS Pleth Quality | checkbox0 bistos_pleth_quality_4___0 Very irregular 1 bistos_pleth_quality_4___1 Somewhat irregular 2 bistos_pleth_quality_4___2 Regular 3 bistos_pleth_quality_4___3 Poor amplitude 4 bistos_pleth_quality_4___4 Variable amplitude 5 bistos_pleth_quality_4___5 Good amplitude
| 471 | [contec_spo2_v4] | [*OPTIONAL Study Device ]CONTEC SpO2 (%) | text
| 472 | [contec_pleth_quality_v4] | [*OPTIONAL Study Device ]CONTEC Pleth Quality | checkbox0 contec_pleth_quality_v4___0 Very irregular 1 contec_pleth_quality_v4___1 Somewhat irregular 2 contec_pleth_quality_v4___2 Regular 3 contec_pleth_quality_v4___3 Poor amplitude 4 contec_pleth_quality_v4___4 Variable amplitude 5 contec_pleth_quality_v4___5 Good amplitude
| 473 | [masimo_spo2_v4] | [*OPTIONAL Study Device ]Masimo Rad G (w/ pediatric sensor) SpO2 (%) | text
| 474 | [masimo_perfusion_v4] | [*OPTIONAL Study Device ]Masimo Rad G (w/ pediatric sensor) Perfusion Index | text (number, Min: 0.0)
| 475 | [masimo_pleth_quality_v4] | [*OPTIONAL Study Device ]Masimo Rad G (w/ pediatric sensor) Pleth Quality | checkbox0 masimo_pleth_quality_v4___0 Very irregular 1 masimo_pleth_quality_v4___1 Somewhat irregular 2 masimo_pleth_quality_v4___2 Regular 3 masimo_pleth_quality_v4___3 Poor amplitude 4 masimo_pleth_quality_v4___4 Variable amplitude 5 masimo_pleth_quality_v4___5 Good amplitude
| 476 | [heart_rate_v4] | Section Header: Time-Sensitive Measurements Please try to record value within 1 minute to the time of ABG blood draw Patient Monitor Pulse Ox Heart Rate (Blue) | text
| 477 | [ecg_heart_rate_v4] | Patient Monitor ECG Heart Rate (Green) | text
| 478 | [blood_pressure_source_v4] | Blood Pressure Source | radio0 Arterial Line 1 BP Cuff
| 479 | [art_map_v4]Show the field ONLY if: [blood_pressure_source_v4] = '0' | MAP | text (number)
| 480 | [cuff_map_v4]Show the field ONLY if: [blood_pressure_source_v4] = '1' | MAP | text (number)
| 481 | [nonin_heart_rate_4] | Nonin Heart Rate | text
| 482 | [nellcor_heart_rate_4] | Nellcor Heart Rate | text
| 483 | [radg_heart_rate_4] | Masimo Rad-G Heart Rate | text
| 484 | [bistos_heart_rate_4] | BISTOS-710 Heart Rate | text
| 485 | [contec_heart_rate_v4] | [*OPTIONAL Study Device ] CONTEC Heart Rate | text
| 486 | [masimo_heart_rate_v4] | [*OPTIONAL Study Device ]Masimo Rad G (w/ pediatric sensor) Heart Rate | text
| 487 | [finger_diameter_v4] | Section Header: Least Time-Sensitive Patient Monitor/Standard of Care MeasurementsPlease collect within 10 minutes SOC Finger Diameter (mm) Measure the diameter of the finger (ventral to dorsal) on which the standard of care (SOC) pulse oximeter is used on the contralateral hand Measure between points A and D (open in new tab) | text (number)
| 488 | [probe_location_v4] | Standard of Care (SOC) Probe Location | radio0 Left Thumb 1 Left Index 2 Left Middle 3 Left Ring 4 Left Pinky 5 Right Thumb 6 Right Index 7 Right Middle 8 Right Ring 9 Right Pinky 10 Nare 11 Left earlobe 12 Right earlobe 13 Other - Toes
| 489 | [probe_type_v4] | SOC Probe Type | radio0 Disposable 1 Reusable 2 Trauma
| 490 | [probe_quality_v4] | SOC Probe Application Quality | checkbox1 probe_quality_v4___1 Sensor and emitter opposed 2 probe_quality_v4___2 No airspace between sensor or emitter and skin 3 probe_quality_v4___3 Skin surface clean 4 probe_quality_v4___4 Straight probe orientation 5 probe_quality_v4___5 Skin without nail polish, tattoo, or pigment variation 6 probe_quality_v4___6 No options apply 7 probe_quality_v4___7 Other - Probe reapplied
| 491 | [device_type_v4] | SOC Device Type | radio0 Benchtop Masimo Oximeter (Model # xyz) 1 Wall Mount Patient Monitor (Model # xyz)
| 492 | [nonin_probe_location_4] | Section Header: Least Time-Sensitive Nonin PalmSat 2500 OXIMETER without alarm Parameters Nonin Probe Location | radio0 Left Thumb 1 Left Index 2 Left Middle 3 Left Ring 4 Left Pinky 5 Right Thumb 6 Right Index 7 Right Middle 8 Right Ring 9 Right Pinky 10 Nare 11 Left earlobe 12 Right earlobe 13 Other - Toes
| 493 | [nonin_finger_diameter_4] | Nonin Finger Diameter (mm)Measure the finger diameter ventral to dorsal Measure between points A and D (open in new tab) | text (number)
| 494 | [nellcor_probe_location_4] | Section Header: Least Time-Sensitive Nellcor Portable SpO2 Patient Monitoring System Parameters Nellcor Probe Location | radio0 Left Thumb 1 Left Index 2 Left Middle 3 Left Ring 4 Left Pinky 5 Right Thumb 6 Right Index 7 Right Middle 8 Right Ring 9 Right Pinky 10 Nare 11 Left earlobe 12 Right earlobe 13 Other - Toes
| 495 | [nellcor_finger_diameter_4] | Nellcor Finger Diameter (mm)Measure the finger diameter ventral to dorsal Measure between points A and D (open in new tab) | text (number)
| 496 | [radg_probe_location_4] | Section Header: Least Time-Sensitive Masimo Rad-G Pulse Oximeter Parameters Masimo Rad-G Probe Location | radio0 Left Thumb 1 Left Index 2 Left Middle 3 Left Ring 4 Left Pinky 5 Right Thumb 6 Right Index 7 Right Middle 8 Right Ring 9 Right Pinky 10 Nare 11 Left earlobe 12 Right earlobe 13 Other - Toes
| 497 | [radg_finger_diameter_4] | Masimo Rad-G Finger Diameter (mm)Measure the finger diameter ventral to dorsal Measure between points A and D (open in new tab) | text (number)
| 498 | [bistos_probe_location_4] | Section Header: Least Time-Sensitive LifeBox BISTOS-710 Handheld Oximeter Parameters BISTOS-710 Probe Location | radio0 Left Thumb 1 Left Index 2 Left Middle 3 Left Ring 4 Left Pinky 5 Right Thumb 6 Right Index 7 Right Middle 8 Right Ring 9 Right Pinky 10 Nare 11 Left earlobe 12 Right earlobe 13 Other - Toes
| 499 | [bistos_finger_diameter_4] | BISTOS-710 Finger Diameter (mm)Measure the finger diameter ventral to dorsal Measure between points A and D (open in new tab) | text (number)
| 500 | [contec_probe_location_v4] | Section Header: [*OPTIONAL Study Device ]Least Time-Sensitive CONTEC CM650NA Parameters [*OPTIONAL Study Device ] CONTEC Probe Location | radio0 Left Thumb 1 Left Index 2 Left Middle 3 Left Ring 4 Left Pinky 5 Right Thumb 6 Right Index 7 Right Middle 8 Right Ring 9 Right Pinky 10 Nare 11 Left earlobe 12 Right earlobe 13 Other - Toes
| 501 | [contec_finger_diameter_v4] | [*OPTIONAL Study Device ] CONTEC Finger Diameter (mm)Measure the finger diameter ventral to dorsal Measure between points A and D (open in new tab) | text (number)
| 502 | [masimo_probe_location_v4] | Section Header: [*OPTIONAL Study Device ]Least Time-Sensitive Masimo Rad G (w/ pediatric sensor) Handheld Parameters [*OPTIONAL Study Device ] Masimo Rad G (w/ pediatric sensor) Probe Location | radio0 Left Thumb 1 Left Index 2 Left Middle 3 Left Ring 4 Left Pinky 5 Right Thumb 6 Right Index 7 Right Middle 8 Right Ring 9 Right Pinky 10 Nare 11 Left earlobe 12 Right earlobe 13 Other - Toes
| 503 | [masimo_finger_diameter_v4] | [*OPTIONAL Study Device ] Masimo Rad G (w/ pediatric sensor) Finger Diameter (mm) Measure the finger diameter ventral to dorsal Measure between points A and D (open in new tab) | text (number)
| 504 | [patient_movement_v4] | Section Header: Patient Movement Describe Patient Movement | radio0 No Movement (patient completely still) 1 Moderate Movement (some movement observed, though limbs still on bed) 2 Extreme Movement (significant movement observed - e.g. limbs off of the bed, movement in region of oximeter measurement)
| 505 | [temperature_v4] | Section Header: Patient Temperature Temperature (Celsius)What is the value of their most recent temperature? | text
| 506 | [ecg_rhythm_v4] | Section Header: ECG ECG RhythmA copy of the ECG is in the patient EMR. The ECG rhythym is stated in the top-center. | radio0 Sinus Rhythm 1 Sinus Bradycardia 2 Sinus Tachycardia 3 1st Degree Heart Block 4 2nd Degree Heart Block 5 3rd Degree Heart Block 6 Supraventricular Tachycardia 7 Atrial Fibrillation 8 Atrial Flutter 9 Ventricular Tachycardia 10 Ventricular Fibrillation
| 507 | [paralytic_drip_v4] | Section Header: Paralytic Drip Paralytic DripAre they any of the following: 1. Atracurium 2. Cisatracurium 3. Rocuronium 4. Vecuroniurn 5. Pancuronium | yesno1 Yes 0 No
| 508 | [supplemental_oxygen_type_v4] | Section Header: Supplemental Oxygen Supplemental Oxygen Type | radio0 None 1 Low-Flow Nasal Cannula 2 High-Flow Nasal Cannula 3 Face Mask with or without Reservoir Bag (Non-Rebreather) 4 Ventilator/CPAP/BIPAP
| 509 | [fio2_v4]Show the field ONLY if: [supplemental_oxygen_type_v4] = '1' or [supplemental_oxygen_type_v4] = '2' or [supplemental_oxygen_type_v4] = '3' or [supplemental_oxygen_type_v4] = '4' | FiO2 | text
| 510 | [flow_rate_v4]Show the field ONLY if: [supplemental_oxygen_type_v4] = '3' | Flow Rate (liters per minute) | text
| 511 | [peep_v4]Show the field ONLY if: [supplemental_oxygen_type_v4] = '4' | PEEP (liters per minute) | text
| 512 | [on_vasopressors_v4] | Section Header: Vasopressors On Vasopressors?Norepinephrine, Epinephrine, Phenylepi, Dopamine, Dobutamine, Vasopressin, Angiotensin II | yesno1 Yes 0 No
| 513 | [vasopressor_name_v4]Show the field ONLY if: [on_vasopressors_v4] = '1' | Name | checkbox1 vasopressor_name_v4___1 NorEpi 2 vasopressor_name_v4___2 Epi 3 vasopressor_name_v4___3 PhenylEpi 4 vasopressor_name_v4___4 Dopamine 5 vasopressor_name_v4___5 Dobutamine 6 vasopressor_name_v4___6 Vasopressin 7 vasopressor_name_v4___7 Angiotensin II
| 514 | [norepi_dose_v4]Show the field ONLY if: [vasopressor_name_v4(1)] = '1' | Norepinephrine Dose (mcg/min) | text (number, Max: 50)
| 515 | [epi_dose_v4]Show the field ONLY if: [vasopressor_name_v4(2)] = '1' | Epinephrine Dose (mcg/min) | text (number, Min: 0, Max: 50)
| 516 | [phenyl_dose_v4]Show the field ONLY if: [vasopressor_name_v4(3)] = '1' | Phenylephrine Dose (mcg/min) | text (number, Min: 0, Max: 200)
| 517 | [dopamine_dose_v4]Show the field ONLY if: [vasopressor_name_v4(4)] = '1' | Dopamine Dose (mcg/min) | text (number, Min: 0, Max: 50)
| 518 | [dobutamine_dose_v4]Show the field ONLY if: [vasopressor_name_v4(5)] = '1' | Dobutamine Dose (mcg/min) | text (number, Min: 0, Max: 50)
| 519 | [vasopressin_dose_v4]Show the field ONLY if: [vasopressor_name_v4(6)] = '1' | Vasopressin Dose (units/min) | text (number, Min: 0, Max: 50)
| 520 | [angiotensin_dose_v4]Show the field ONLY if: [vasopressor_name_v4(7)] = '1' | Angiotensin II Dose (ng/kg/min) | text (number, Min: 0, Max: 50)
| 521 | [net_fluid_balance_v4] | Section Header: Input and Output Net Fluid Balance Input and Output - this can be found in the patient chart Use 24 hour total which is updated at 7am each day | text (number)
| 522 | [hgb_v4] | Section Header: Hgb and Bilirubin Hemoglobin What was the value of their most recent hemoglobin? | text
| 523 | [bilirubin_v4] | Bilirubin What was the value of their most recent bilirubin? | text
| 524 | [abg_collection_reason_v4] | Section Header: Arterial Blood Gas Sample If the blood gas is clinically indicated (respiratory therapist collects the blood for analysis), the values will be in the patient chart. If the blood gas is for research purposes only, the values will be reported by Clin Labs and placed in the "EQOX" mailbox in Building 5, 2M (ZSFG). ABG Collection Reason | radio0 Clinically indicated 1 Research purposes only
| 525 | [ph_v4] | pH | text (number, Min: 6.8, Max: 7.8)
| 526 | [paco2_v4] | PaCO2 | text (number, Min: 5, Max: 120)
| 527 | [pao2_v4] | PaO2 | text (number, Min: 20, Max: 680)
| 528 | [so2_v4] | sO2 (%) | text (number, Min: 0, Max: 100)
| 529 | [is_this_clinical_sample_ta_4]Show the field ONLY if: [abg_collection_reason_v4] = '0' | Is this clinical sample taken with study team member present? | radioYes Study team member present No study team member NOT present
| 530 | [so2_time_v4]Show the field ONLY if: [abg_collection_reason_v4] = '1' | Time of Clinlab sO2 sample analysis (hh:mm:ss) | text (time_hh_mm_ss)
| 531 | [research_gem_ph_v4]Show the field ONLY if: [abg_collection_reason_v4] = '1' | Research GEM pH | text
| 532 | [research_gem_paco2_v4]Show the field ONLY if: [abg_collection_reason_v4] = '1' | Research GEM PaCO2 | text
| 533 | [research_gem_pao2_v4]Show the field ONLY if: [abg_collection_reason_v4] = '1' | Research GEM PaO2 | text
| 534 | [research_gem_so2_v4]Show the field ONLY if: [abg_collection_reason_v4] = '1' | Research GEM sO2 (%) | text
| 535 | [research_gem_time_run_v4]Show the field ONLY if: [abg_collection_reason_v4] = '1' | Research GEM time run (hh:mm:ss) | text (datetime_seconds_mdy)
| 536 | [additional_notes_sample_4] | Additional Notes | notes
| 537 | [blood_sample_4_complete] | Section Header: Form Status Complete? | dropdown0 Incomplete 1 Unverified 2 Complete
Instrument:Blood Sample 5(blood_sample_5) Collapse
| 538 | [capture_time_v5] | Section Header: Most Time Sensitive Measurements MUST be collected and recorded at thesame time as the ABG blood draw Patient Monitor SpO2 Capture Time Click the 'Now' button AT SAME TIME blood is being taken for ABG. All measurements below correspond to this exact time. | text (datetime_seconds_mdy)
| 539 | [spo2_v5] | Patient Monitor SpO2 (%) | text (number)
| 540 | [spo2_period_of_stability_v5] | SpO2 Period of Stability | radio0 ≥ 30 seconds 1 < 30 seconds
| 541 | [perfusion_v5] | Patient Monitor Perfusion Index | text (number, Min: 0.0)
| 542 | [pleth_quality_v5] | Patient Monitor Pleth Quality | checkbox0 pleth_quality_v5___0 Very irregular 1 pleth_quality_v5___1 Somewhat irregular 2 pleth_quality_v5___2 Regular 3 pleth_quality_v5___3 Poor amplitude 4 pleth_quality_v5___4 Variable amplitude 5 pleth_quality_v5___5 Good amplitude
| 543 | [nonin_spo2_v5] | Nonin SpO2 (%) | text
| 544 | [nellcor_spo2_v5] | Nellcor SpO2 (%) | text
| 545 | [nellcor_pleth_quality_5] | Nellcor Pleth Quality | checkbox0 nellcor_pleth_quality_5___0 Very irregular 1 nellcor_pleth_quality_5___1 Somewhat irregular 2 nellcor_pleth_quality_5___2 Regular 3 nellcor_pleth_quality_5___3 Poor amplitude 4 nellcor_pleth_quality_5___4 Variable amplitude 5 nellcor_pleth_quality_5___5 Good amplitude
| 546 | [radg_spo2_v5] | Masimo Rad-G SpO2 (%) | text
| 547 | [radg_perfusion_5] | Masimo Rad-G Perfusion Index | text (number, Min: 0.0)
| 548 | [radg_pleth_quality_5] | Masimo Rad-G Pleth Quality | checkbox0 radg_pleth_quality_5___0 Very irregular 1 radg_pleth_quality_5___1 Somewhat irregular 2 radg_pleth_quality_5___2 Regular 3 radg_pleth_quality_5___3 Poor amplitude 4 radg_pleth_quality_5___4 Variable amplitude 5 radg_pleth_quality_5___5 Good amplitude
| 549 | [bistos_spo2_v5] | BISTOS-710 SpO2 (%) | text
| 550 | [bistos_perfusion_5] | BISTOS-710 Perfusion Index | text (number, Min: 0.0)
| 551 | [bistos_pleth_quality_5] | BISTOS Pleth Quality | checkbox0 bistos_pleth_quality_5___0 Very irregular 1 bistos_pleth_quality_5___1 Somewhat irregular 2 bistos_pleth_quality_5___2 Regular 3 bistos_pleth_quality_5___3 Poor amplitude 4 bistos_pleth_quality_5___4 Variable amplitude 5 bistos_pleth_quality_5___5 Good amplitude
| 552 | [contec_spo2_v5] | [*OPTIONAL Study Device]CONTEC SpO2 (%) | text
| 553 | [contec_pleth_quality_v5] | [*OPTIONAL Study Device]CONTEC Pleth Quality | checkbox0 contec_pleth_quality_v5___0 Very irregular 1 contec_pleth_quality_v5___1 Somewhat irregular 2 contec_pleth_quality_v5___2 Regular 3 contec_pleth_quality_v5___3 Poor amplitude 4 contec_pleth_quality_v5___4 Variable amplitude 5 contec_pleth_quality_v5___5 Good amplitude
| 554 | [masimo_spo2_v5] | [*OPTIONAL Study Device]Masimo Rad G (w/ pediatric sensor) SpO2 (%) | text
| 555 | [masimo_perfusion_v5] | [*OPTIONAL Study Device]Masimo Rad G (w/ pediatric sensor) Perfusion Index | text (number, Min: 0.0)
| 556 | [masimo_pleth_quality_v5] | [*OPTIONAL Study Device]Masimo Rad G (w/ pediatric sensor) Pleth Quality | checkbox0 masimo_pleth_quality_v5___0 Very irregular 1 masimo_pleth_quality_v5___1 Somewhat irregular 2 masimo_pleth_quality_v5___2 Regular 3 masimo_pleth_quality_v5___3 Poor amplitude 4 masimo_pleth_quality_v5___4 Variable amplitude 5 masimo_pleth_quality_v5___5 Good amplitude
| 557 | [heart_rate_v5] | Section Header: Time-Sensitive Measurements Please try to record value within 1 minute to the time of ABG blood draw Patient Monitor Pulse Ox Heart Rate (Blue) | text
| 558 | [ecg_heart_rate_v5] | Patient Monitor ECG Heart Rate (Green) | text
| 559 | [blood_pressure_source_v5] | Blood Pressure Source | radio0 Arterial Line 1 BP Cuff
| 560 | [art_map_v5]Show the field ONLY if: [blood_pressure_source_v5] = '0' | MAP | text (number)
| 561 | [cuff_map_v5]Show the field ONLY if: [blood_pressure_source_v5] = '1' | MAP | text (number)
| 562 | [nonin_heart_rate_5] | Nonin Heart Rate | text
| 563 | [nellcor_heart_rate_5] | Nellcor Heart Rate | text
| 564 | [radg_heart_rate_5] | Masimo Rad-G Heart Rate | text
| 565 | [bistos_heart_rate_5] | BISTOS-710 Heart Rate | text
| 566 | [contec_heart_rate_v5] | [*OPTIONAL Study Device] CONTEC Heart Rate | text
| 567 | [masimo_heart_rate_v5] | [*OPTIONAL Study Device]Masimo Rad G (w/ pediatric sensor) Heart Rate | text
| 568 | [finger_diameter_v5] | Section Header: Least Time-Sensitive Patient Monitor/Standard of Care MeasurementsPlease collect within 10 minutes SOC Finger Diameter (mm) Measure the diameter of the finger (ventral to dorsal) on which the standard of care (SOC) pulse oximeter is used on the contralateral hand Measure between points A and D (open in new tab) | text (number)
| 569 | [probe_location_v5] | Standard of Care (SOC) Probe Location | radio0 Left Thumb 1 Left Index 2 Left Middle 3 Left Ring 4 Left Pinky 5 Right Thumb 6 Right Index 7 Right Middle 8 Right Ring 9 Right Pinky 10 Nare 11 Left earlobe 12 Right earlobe 13 Other - Toes
| 570 | [probe_type_v5] | SOC Probe Type | radio0 Disposable 1 Reusable 2 Trauma
| 571 | [probe_quality_v5] | SOC Probe Application Quality | checkbox1 probe_quality_v5___1 Sensor and emitter opposed 2 probe_quality_v5___2 No airspace between sensor or emitter and skin 3 probe_quality_v5___3 Skin surface clean 4 probe_quality_v5___4 Straight probe orientation 5 probe_quality_v5___5 Skin without nail polish, tattoo, or pigment variation 6 probe_quality_v5___6 No options apply 7 probe_quality_v5___7 Other - Probe reapplied
| 572 | [device_type_v5] | SOC Device Type | radio0 Benchtop Masimo Oximeter (Model # xyz) 1 Wall Mount Patient Monitor (Model # xyz)
| 573 | [nonin_probe_location_5] | Section Header: Least Time-Sensitive Nonin PalmSat 2500 OXIMETER without alarm Parameters Nonin Probe Location | radio0 Left Thumb 1 Left Index 2 Left Middle 3 Left Ring 4 Left Pinky 5 Right Thumb 6 Right Index 7 Right Middle 8 Right Ring 9 Right Pinky 10 Nare 11 Left earlobe 12 Right earlobe 13 Other - Toes
| 574 | [nonin_finger_diameter_5] | Nonin Finger Diameter (mm)Measure the finger diameter ventral to dorsal Measure between points A and D (open in new tab) | text (number)
| 575 | [nellcor_probe_location_5] | Section Header: Least Time-Sensitive Nellcor Portable SpO2 Patient Monitoring System Parameters Nellcor Probe Location | radio0 Left Thumb 1 Left Index 2 Left Middle 3 Left Ring 4 Left Pinky 5 Right Thumb 6 Right Index 7 Right Middle 8 Right Ring 9 Right Pinky 10 Nare 11 Left earlobe 12 Right earlobe 13 Other - Toes
| 576 | [nellcor_finger_diameter_5] | Nellcor Finger Diameter (mm)Measure the finger diameter ventral to dorsal Measure between points A and D (open in new tab) | text (number)
| 577 | [radg_probe_location_5] | Section Header: Least Time-Sensitive Masimo Rad-G Pulse Oximeter Parameters Masimo Rad-G Probe Location | radio0 Left Thumb 1 Left Index 2 Left Middle 3 Left Ring 4 Left Pinky 5 Right Thumb 6 Right Index 7 Right Middle 8 Right Ring 9 Right Pinky 10 Nare 11 Left earlobe 12 Right earlobe 13 Other - Toes
| 578 | [radg_finger_diameter_5] | Masimo Rad-G Finger Diameter (mm)Measure the finger diameter ventral to dorsal Measure between points A and D (open in new tab) | text (number)
| 579 | [bistos_probe_location_5] | Section Header: Least Time-Sensitive LifeBox BISTOS-710 Handheld Oximeter Parameters BISTOS-710 Probe Location | radio0 Left Thumb 1 Left Index 2 Left Middle 3 Left Ring 4 Left Pinky 5 Right Thumb 6 Right Index 7 Right Middle 8 Right Ring 9 Right Pinky 10 Nare 11 Left earlobe 12 Right earlobe 13 Other - Toes
| 580 | [bistos_finger_diameter_5] | BISTOS-710 Finger Diameter (mm)Measure the finger diameter ventral to dorsal Measure between points A and D (open in new tab) | text (number)
| 581 | [contec_probe_location_v5] | Section Header: [*OPTIONAL Study Device]Least Time-Sensitive CONTEC CM650NA Parameters [*OPTIONAL Study Device] CONTEC Probe Location | radio0 Left Thumb 1 Left Index 2 Left Middle 3 Left Ring 4 Left Pinky 5 Right Thumb 6 Right Index 7 Right Middle 8 Right Ring 9 Right Pinky 10 Nare 11 Left earlobe 12 Right earlobe 13 Other - Toes
| 582 | [contec_finger_diameter_v5] | [*OPTIONAL Study Device] CONTEC Finger Diameter (mm)Measure the finger diameter ventral to dorsal Measure between points A and D (open in new tab) | text (number)
| 583 | [masimo_probe_location_v5] | Section Header: [*OPTIONAL Study Device]Least Time-Sensitive Masimo Rad G (w/ pediatric sensor) Handheld Parameters [*OPTIONAL Study Device] Masimo Rad G (w/ pediatric sensor) Probe Location | radio0 Left Thumb 1 Left Index 2 Left Middle 3 Left Ring 4 Left Pinky 5 Right Thumb 6 Right Index 7 Right Middle 8 Right Ring 9 Right Pinky 10 Nare 11 Left earlobe 12 Right earlobe 13 Other - Toes
| 584 | [masimo_finger_diameter_v5] | [*OPTIONAL Study Device] Masimo Rad G (w/ pediatric sensor) Finger Diameter (mm) Measure the finger diameter ventral to dorsal Measure between points A and D (open in new tab) | text (number)
| 585 | [patient_movement_v5] | Section Header: Patient Movement Describe Patient Movement | radio0 No Movement (patient completely still) 1 Moderate Movement (some movement observed, though limbs still on bed) 2 Extreme Movement (significant movement observed - e.g. limbs off of the bed, movement in region of oximeter measurement)
| 586 | [temperature_v5] | Section Header: Patient Temperature Temperature (Celsius)What is the value of their most recent temperature? | text
| 587 | [ecg_rhythm_v5] | Section Header: ECG ECG RhythmA copy of the ECG is in the patient EMR. The ECG rhythym is stated in the top-center. | radio0 Sinus Rhythm 1 Sinus Bradycardia 2 Sinus Tachycardia 3 1st Degree Heart Block 4 2nd Degree Heart Block 5 3rd Degree Heart Block 6 Supraventricular Tachycardia 7 Atrial Fibrillation 8 Atrial Flutter 9 Ventricular Tachycardia 10 Ventricular Fibrillation
| 588 | [paralytic_drip_v5] | Section Header: Paralytic Drip Paralytic DripAre they any of the following: 1. Atracurium 2. Cisatracurium 3. Rocuronium 4. Vecuroniurn 5. Pancuronium | yesno1 Yes 0 No
| 589 | [supplemental_oxygen_type_v5] | Section Header: Supplemental Oxygen Supplemental Oxygen Type | radio0 None 1 Low-Flow Nasal Cannula 2 High-Flow Nasal Cannula 3 Face Mask with or without Reservoir Bag (Non-Rebreather) 4 Ventilator/CPAP/BIPAP
| 590 | [fio2_v5]Show the field ONLY if: [supplemental_oxygen_type_v5] = '1' or [supplemental_oxygen_type_v5] = '2' or [supplemental_oxygen_type_v5] = '3' or [supplemental_oxygen_type_v5] = '4' | FiO2 | text
| 591 | [flow_rate_v5]Show the field ONLY if: [supplemental_oxygen_type_v5] = '3' | Flow Rate (liters per minute) | text
| 592 | [peep_v5]Show the field ONLY if: [supplemental_oxygen_type_v5] = '4' | PEEP (liters per minute) | text
| 593 | [on_vasopressors_v5] | Section Header: Vasopressors On Vasopressors?Norepinephrine, Epinephrine, Phenylepi, Dopamine, Dobutamine, Vasopressin, Angiotensin II | yesno1 Yes 0 No
| 594 | [vasopressor_name_v5]Show the field ONLY if: [on_vasopressors_v5] = '1' | Name | checkbox1 vasopressor_name_v5___1 NorEpi 2 vasopressor_name_v5___2 Epi 3 vasopressor_name_v5___3 PhenylEpi 4 vasopressor_name_v5___4 Dopamine 5 vasopressor_name_v5___5 Dobutamine 6 vasopressor_name_v5___6 Vasopressin 7 vasopressor_name_v5___7 Angiotensin II
| 595 | [norepi_dose_v5]Show the field ONLY if: [vasopressor_name_v5(1)] = '1' | Norepinephrine Dose (mcg/min) | text (number, Max: 50)
| 596 | [epi_dose_v5]Show the field ONLY if: [vasopressor_name_v5(2)] = '1' | Epinephrine Dose (mcg/min) | text (number, Min: 0, Max: 50)
| 597 | [phenyl_dose_v5]Show the field ONLY if: [vasopressor_name_v5(3)] = '1' | Phenylephrine Dose (mcg/min) | text (number, Min: 0, Max: 200)
| 598 | [dopamine_dose_v5]Show the field ONLY if: [vasopressor_name_v5(4)] = '1' | Dopamine Dose (mcg/min) | text (number, Min: 0, Max: 50)
| 599 | [dobutamine_dose_v5]Show the field ONLY if: [vasopressor_name_v5(5)] = '1' | Dobutamine Dose (mcg/min) | text (number, Min: 0, Max: 50)
| 600 | [vasopressin_dose_v5]Show the field ONLY if: [vasopressor_name_v5(6)] = '1' | Vasopressin Dose (units/min) | text (number, Min: 0, Max: 50)
| 601 | [angiotensin_dose_v5]Show the field ONLY if: [vasopressor_name_v5(7)] = '1' | Angiotensin II Dose (ng/kg/min) | text (number, Min: 0, Max: 50)
| 602 | [net_fluid_balance_v5] | Section Header: Input and Output Net Fluid Balance Input and Output - this can be found in the patient chart Use 24 hour total which is updated at 7am each day | text (number)
| 603 | [hgb_v5] | Section Header: Hgb and Bilirubin Hemoglobin What was the value of their most recent hemoglobin? | text
| 604 | [bilirubin_v5] | Bilirubin What was the value of their most recent bilirubin? | text
| 605 | [abg_collection_reason_v5] | Section Header: Arterial Blood Gas Sample If the blood gas is clinically indicated (respiratory therapist collects the blood for analysis), the values will be in the patient chart. If the blood gas is for research purposes only, the values will be reported by Clin Labs and placed in the "EQOX" mailbox in Building 5, 2M (ZSFG). ABG Collection Reason | radio0 Clinically indicated 1 Research purposes only
| 606 | [ph_v5] | pH | text (number, Min: 6.8, Max: 7.8)
| 607 | [paco2_v5] | PaCO2 | text (number, Min: 5, Max: 120)
| 608 | [pao2_v5] | PaO2 | text (number, Min: 20, Max: 680)
| 609 | [so2_v5] | sO2 (%) | text (number, Min: 0, Max: 100)
| 610 | [is_this_clinical_sample_ta_5]Show the field ONLY if: [abg_collection_reason_v5] = '0' | Is this clinical sample taken with study team member present? | radioYes Study team member present No study team member NOT present
| 611 | [so2_time_v5]Show the field ONLY if: [abg_collection_reason_v5] = '1' | Time of Clinlab sO2 sample analysis (hh:mm:ss) | text (time_hh_mm_ss)
| 612 | [research_gem_ph_v5]Show the field ONLY if: [abg_collection_reason_v5] = '1' | Research GEM pH | text
| 613 | [research_gem_paco2_v5]Show the field ONLY if: [abg_collection_reason_v5] = '1' | Research GEM PaCO2 | text
| 614 | [research_gem_pao2_v5]Show the field ONLY if: [abg_collection_reason_v5] = '1' | Research GEM PaO2 | text
| 615 | [research_gem_so2_v5]Show the field ONLY if: [abg_collection_reason_v5] = '1' | Research GEM sO2 (%) | text
| 616 | [research_gem_time_run_v5]Show the field ONLY if: [abg_collection_reason_v5] = '1' | Research GEM time run (hh:mm:ss) | text (datetime_seconds_mdy)
| 617 | [additional_notes_sample_5] | Additional Notes | notes
| 618 | [blood_sample_5_complete] | Section Header: Form Status Complete? | dropdown0 Incomplete 1 Unverified 2 Complete
Instrument:Blood Sample 6(blood_sample_6) Collapse
| 619 | [capture_time_v6] | Section Header: Most Time Sensitive Measurements MUST be collected and recorded at thesame time as the ABG blood draw Patient Monitor SpO2 Capture Time Click the 'Now' button AT SAME TIME blood is being taken for ABG. All measurements below correspond to this exact time. | text (datetime_seconds_mdy)
| 620 | [spo2_v6] | Patient Monitor SpO2 (%) | text (number)
| 621 | [spo2_period_of_stability_v6] | SpO2 Period of Stability | radio0 ≥ 30 seconds 1 < 30 seconds
| 622 | [perfusion_v6] | Patient Monitor Perfusion Index | text (number, Min: 0.0)
| 623 | [pleth_quality_v6] | Patient Monitor Pleth Quality | checkbox0 pleth_quality_v6___0 Very irregular 1 pleth_quality_v6___1 Somewhat irregular 2 pleth_quality_v6___2 Regular 3 pleth_quality_v6___3 Poor amplitude 4 pleth_quality_v6___4 Variable amplitude 5 pleth_quality_v6___5 Good amplitude
| 624 | [nonin_spo2_v6] | Nonin SpO2 (%) | text
| 625 | [nellcor_spo2_v6] | Nellcor SpO2 (%) | text
| 626 | [nellcor_pleth_quality_6] | Nellcor Pleth Quality | checkbox0 nellcor_pleth_quality_6___0 Very irregular 1 nellcor_pleth_quality_6___1 Somewhat irregular 2 nellcor_pleth_quality_6___2 Regular 3 nellcor_pleth_quality_6___3 Poor amplitude 4 nellcor_pleth_quality_6___4 Variable amplitude 5 nellcor_pleth_quality_6___5 Good amplitude
| 627 | [radg_spo2_v6] | Masimo Rad-G SpO2 (%) | text
| 628 | [radg_perfusion_6] | Masimo Rad-G Perfusion Index | text (number, Min: 0.0)
| 629 | [radg_pleth_quality_6] | Masimo Rad-G Pleth Quality | checkbox0 radg_pleth_quality_6___0 Very irregular 1 radg_pleth_quality_6___1 Somewhat irregular 2 radg_pleth_quality_6___2 Regular 3 radg_pleth_quality_6___3 Poor amplitude 4 radg_pleth_quality_6___4 Variable amplitude 5 radg_pleth_quality_6___5 Good amplitude
| 630 | [bistos_spo2_v6] | BISTOS-710 SpO2 (%) | text
| 631 | [bistos_perfusion_6] | BISTOS-710 Perfusion Index | text (number, Min: 0.0)
| 632 | [bistos_pleth_quality_6] | BISTOS Pleth Quality | checkbox0 bistos_pleth_quality_6___0 Very irregular 1 bistos_pleth_quality_6___1 Somewhat irregular 2 bistos_pleth_quality_6___2 Regular 3 bistos_pleth_quality_6___3 Poor amplitude 4 bistos_pleth_quality_6___4 Variable amplitude 5 bistos_pleth_quality_6___5 Good amplitude
| 633 | [contec_spo2_v6] | [*OPTIONAL Study Device]CONTEC SpO2 (%) | text
| 634 | [contec_pleth_quality_v6] | [*OPTIONAL Study Device]CONTEC Pleth Quality | checkbox0 contec_pleth_quality_v6___0 Very irregular 1 contec_pleth_quality_v6___1 Somewhat irregular 2 contec_pleth_quality_v6___2 Regular 3 contec_pleth_quality_v6___3 Poor amplitude 4 contec_pleth_quality_v6___4 Variable amplitude 5 contec_pleth_quality_v6___5 Good amplitude
| 635 | [masimo_spo2_v6] | [*OPTIONAL Study Device]Masimo Rad G (w/ pediatric sensor) SpO2 (%) | text
| 636 | [masimo_perfusion_v6] | [*OPTIONAL Study Device]Masimo Rad G (w/ pediatric sensor) Perfusion Index | text (number, Min: 0.0)
| 637 | [masimo_pleth_quality_v6] | [*OPTIONAL Study Device]Masimo Rad G (w/ pediatric sensor) Pleth Quality | checkbox0 masimo_pleth_quality_v6___0 Very irregular 1 masimo_pleth_quality_v6___1 Somewhat irregular 2 masimo_pleth_quality_v6___2 Regular 3 masimo_pleth_quality_v6___3 Poor amplitude 4 masimo_pleth_quality_v6___4 Variable amplitude 5 masimo_pleth_quality_v6___5 Good amplitude
| 638 | [ecg_heart_rate_v6] | Patient Monitor ECG Heart Rate (Green) | text
| 639 | [heart_rate_v6] | Section Header: Time-Sensitive Measurements Please try to record value within 1 minute to the time of ABG blood draw Patient Monitor Pulse Ox Heart Rate (Blue) | text
| 640 | [blood_pressure_source_v6] | Blood Pressure Source | radio0 Arterial Line 1 BP Cuff
| 641 | [art_map_v6]Show the field ONLY if: [blood_pressure_source_v6] = '0' | MAP | text (number)
| 642 | [cuff_map_v6]Show the field ONLY if: [blood_pressure_source_v6] = '1' | MAP | text (number)
| 643 | [nonin_heart_rate_6] | Nonin Heart Rate | text
| 644 | [nellcor_heart_rate_6] | Nellcor Heart Rate | text
| 645 | [radg_heart_rate_6] | Masimo Rad-G Heart Rate | text
| 646 | [bistos_heart_rate_6] | BISTOS-710 Heart Rate | text
| 647 | [contec_heart_rate_v6] | [*OPTIONAL Study Device] CONTEC Heart Rate | text
| 648 | [masimo_heart_rate_v6] | [*OPTIONAL Study Device]Masimo Rad G (w/ pediatric sensor) Heart Rate | text
| 649 | [finger_diameter_v6] | Section Header: Least Time-Sensitive Patient Monitor/Standard of Care MeasurementsPlease collect within 10 minutes SOC Finger Diameter (mm) Measure the diameter of the finger (ventral to dorsal) on which the standard of care (SOC) pulse oximeter is used on the contralateral hand Measure between points A and D (open in new tab) | text (number)
| 650 | [probe_location_v6] | Standard of Care (SOC) Probe Location | radio0 Left Thumb 1 Left Index 2 Left Middle 3 Left Ring 4 Left Pinky 5 Right Thumb 6 Right Index 7 Right Middle 8 Right Ring 9 Right Pinky 10 Nare 11 Left earlobe 12 Right earlobe 13 Other - Toes
| 651 | [probe_type_v6] | SOC Probe Type | radio0 Disposable 1 Reusable 2 Trauma
| 652 | [probe_quality_v6] | SOC Probe Application Quality | checkbox1 probe_quality_v6___1 Sensor and emitter opposed 2 probe_quality_v6___2 No airspace between sensor or emitter and skin 3 probe_quality_v6___3 Skin surface clean 4 probe_quality_v6___4 Straight probe orientation 5 probe_quality_v6___5 Skin without nail polish, tattoo, or pigment variation 6 probe_quality_v6___6 No options apply 7 probe_quality_v6___7 Other - Probe reapplied
| 653 | [device_type_v6] | SOC Device Type | radio0 Benchtop Masimo Oximeter (Model # xyz) 1 Wall Mount Patient Monitor (Model # xyz)
| 654 | [nonin_probe_location_6] | Section Header: Least Time-Sensitive Nonin PalmSat 2500 OXIMETER without alarm Parameters Nonin Probe Location | radio0 Left Thumb 1 Left Index 2 Left Middle 3 Left Ring 4 Left Pinky 5 Right Thumb 6 Right Index 7 Right Middle 8 Right Ring 9 Right Pinky 10 Nare 11 Left earlobe 12 Right earlobe 13 Other - Toes
| 655 | [nonin_finger_diameter_6] | Nonin Finger Diameter (mm)Measure the finger diameter ventral to dorsal Measure between points A and D (open in new tab) | text (number)
| 656 | [nellcor_probe_location_6] | Section Header: Least Time-Sensitive Nellcor Portable SpO2 Patient Monitoring System Parameters Nellcor Probe Location | radio0 Left Thumb 1 Left Index 2 Left Middle 3 Left Ring 4 Left Pinky 5 Right Thumb 6 Right Index 7 Right Middle 8 Right Ring 9 Right Pinky 10 Nare 11 Left earlobe 12 Right earlobe 13 Other - Toes
| 657 | [nellcor_finger_diameter_6] | Nellcor Finger Diameter (mm)Measure the finger diameter ventral to dorsal Measure between points A and D (open in new tab) | text (number)
| 658 | [radg_probe_location_6] | Section Header: Least Time-Sensitive Masimo Rad-G Pulse Oximeter Parameters Masimo Rad-G Probe Location | radio0 Left Thumb 1 Left Index 2 Left Middle 3 Left Ring 4 Left Pinky 5 Right Thumb 6 Right Index 7 Right Middle 8 Right Ring 9 Right Pinky 10 Nare 11 Left earlobe 12 Right earlobe 13 Other - Toes
| 659 | [radg_finger_diameter_6] | Masimo Rad-G Finger Diameter (mm)Measure the finger diameter ventral to dorsal Measure between points A and D (open in new tab) | text (number)
| 660 | [bistos_probe_location_6] | Section Header: Least Time-Sensitive LifeBox BISTOS-710 Handheld Oximeter Parameters BISTOS-710 Probe Location | radio0 Left Thumb 1 Left Index 2 Left Middle 3 Left Ring 4 Left Pinky 5 Right Thumb 6 Right Index 7 Right Middle 8 Right Ring 9 Right Pinky 10 Nare 11 Left earlobe 12 Right earlobe 13 Other - Toes
| 661 | [bistos_finger_diameter_6] | BISTOS-710 Finger Diameter (mm)Measure the finger diameter ventral to dorsal Measure between points A and D (open in new tab) | text (number)
| 662 | [contec_probe_location_v6] | Section Header: [*OPTIONAL Study Device]Least Time-Sensitive CONTEC CM650NA Parameters [*OPTIONAL Study Device] CONTEC Probe Location | radio0 Left Thumb 1 Left Index 2 Left Middle 3 Left Ring 4 Left Pinky 5 Right Thumb 6 Right Index 7 Right Middle 8 Right Ring 9 Right Pinky 10 Nare 11 Left earlobe 12 Right earlobe 13 Other - Toes
| 663 | [contec_finger_diameter_v6] | [*OPTIONAL Study Device] CONTEC Finger Diameter (mm)Measure the finger diameter ventral to dorsal Measure between points A and D (open in new tab) | text (number)
| 664 | [masimo_probe_location_v6] | Section Header: [*OPTIONAL Study Device]Least Time-Sensitive Masimo Rad G (w/ pediatric sensor) Handheld Parameters [*OPTIONAL Study Device] Masimo Rad G (w/ pediatric sensor) Probe Location | radio0 Left Thumb 1 Left Index 2 Left Middle 3 Left Ring 4 Left Pinky 5 Right Thumb 6 Right Index 7 Right Middle 8 Right Ring 9 Right Pinky 10 Nare 11 Left earlobe 12 Right earlobe 13 Other - Toes
| 665 | [masimo_finger_diameter_v6] | [*OPTIONAL Study Device] Masimo Rad G (w/ pediatric sensor) Finger Diameter (mm) Measure the finger diameter ventral to dorsal Measure between points A and D (open in new tab) | text (number)
| 666 | [patient_movement_v6] | Section Header: Patient Movement Describe Patient Movement | radio0 No Movement (patient completely still) 1 Moderate Movement (some movement observed, though limbs still on bed) 2 Extreme Movement (significant movement observed - e.g. limbs off of the bed, movement in region of oximeter measurement)
| 667 | [temperature_v6] | Section Header: Patient Temperature Temperature (Celsius)What is the value of their most recent temperature? | text
| 668 | [ecg_rhythm_v6] | Section Header: ECG ECG RhythmA copy of the ECG is in the patient EMR. The ECG rhythym is stated in the top-center. | radio0 Sinus Rhythm 1 Sinus Bradycardia 2 Sinus Tachycardia 3 1st Degree Heart Block 4 2nd Degree Heart Block 5 3rd Degree Heart Block 6 Supraventricular Tachycardia 7 Atrial Fibrillation 8 Atrial Flutter 9 Ventricular Tachycardia 10 Ventricular Fibrillation
| 669 | [paralytic_drip_v6] | Section Header: Paralytic Drip Paralytic DripAre they any of the following: 1. Atracurium 2. Cisatracurium 3. Rocuronium 4. Vecuroniurn 5. Pancuronium | yesno1 Yes 0 No
| 670 | [supplemental_oxygen_type_v6] | Section Header: Supplemental Oxygen Supplemental Oxygen Type | radio0 None 1 Low-Flow Nasal Cannula 2 High-Flow Nasal Cannula 3 Face Mask with or without Reservoir Bag (Non-Rebreather) 4 Ventilator/CPAP/BIPAP
| 671 | [fio2_v6]Show the field ONLY if: [supplemental_oxygen_type_v6] = '1' or [supplemental_oxygen_type_v6] = '2' or [supplemental_oxygen_type_v6] = '3' or [supplemental_oxygen_type_v6] = '4' | FiO2 | text
| 672 | [flow_rate_v6]Show the field ONLY if: [supplemental_oxygen_type_v6] = '3' | Flow Rate (liters per minute) | text
| 673 | [peep_v6]Show the field ONLY if: [supplemental_oxygen_type_v6] = '4' | PEEP (liters per minute) | text
| 674 | [on_vasopressors_v6] | Section Header: Vasopressors On Vasopressors?Norepinephrine, Epinephrine, Phenylepi, Dopamine, Dobutamine, Vasopressin, Angiotensin II | yesno1 Yes 0 No
| 675 | [vasopressor_name_v6]Show the field ONLY if: [on_vasopressors_v6] = '1' | Name | checkbox1 vasopressor_name_v6___1 NorEpi 2 vasopressor_name_v6___2 Epi 3 vasopressor_name_v6___3 PhenylEpi 4 vasopressor_name_v6___4 Dopamine 5 vasopressor_name_v6___5 Dobutamine 6 vasopressor_name_v6___6 Vasopressin 7 vasopressor_name_v6___7 Angiotensin II
| 676 | [norepi_dose_v6]Show the field ONLY if: [vasopressor_name_v6(1)] = '1' | Norepinephrine Dose (mcg/min) | text (number, Max: 50)
| 677 | [epi_dose_v6]Show the field ONLY if: [vasopressor_name_v6(2)] = '1' | Epinephrine Dose (mcg/min) | text (number, Min: 0, Max: 50)
| 678 | [phenyl_dose_v6]Show the field ONLY if: [vasopressor_name_v6(3)] = '1' | Phenylephrine Dose (mcg/min) | text (number, Min: 0, Max: 200)
| 679 | [dopamine_dose_v6]Show the field ONLY if: [vasopressor_name_v6(4)] = '1' | Dopamine Dose (mcg/min) | text (number, Min: 0, Max: 50)
| 680 | [dobutamine_dose_v6]Show the field ONLY if: [vasopressor_name_v6(5)] = '1' | Dobutamine Dose (mcg/min) | text (number, Min: 0, Max: 50)
| 681 | [vasopressin_dose_v6]Show the field ONLY if: [vasopressor_name_v6(6)] = '1' | Vasopressin Dose (units/min) | text (number, Min: 0, Max: 50)
| 682 | [angiotensin_dose_v6]Show the field ONLY if: [vasopressor_name_v6(7)] = '1' | Angiotensin II Dose (ng/kg/min) | text (number, Min: 0, Max: 50)
| 683 | [net_fluid_balance_v6] | Section Header: Input and Output Net Fluid Balance Input and Output - this can be found in the patient chart Use 24 hour total which is updated at 7am each day | text (number)
| 684 | [hgb_v6] | Section Header: Hgb and Bilirubin Hemoglobin What was the value of their most recent hemoglobin? | text
| 685 | [bilirubin_v6] | Bilirubin What was the value of their most recent bilirubin? | text
| 686 | [abg_collection_reason_v6] | Section Header: Arterial Blood Gas Sample If the blood gas is clinically indicated (respiratory therapist collects the blood for analysis), the values will be in the patient chart. If the blood gas is for research purposes only, the values will be reported by Clin Labs and placed in the "EQOX" mailbox in Building 5, 2M (ZSFG). ABG Collection Reason | radio0 Clinically indicated 1 Research purposes only
| 687 | [ph_v6] | pH | text (number, Min: 6.8, Max: 7.8)
| 688 | [paco2_v6] | PaCO2 | text (number, Min: 5, Max: 120)
| 689 | [pao2_v6] | PaO2 | text (number, Min: 20, Max: 680)
| 690 | [so2_v6] | sO2 (%) | text (number, Min: 0, Max: 100)
| 691 | [is_this_clinical_sample_ta_6]Show the field ONLY if: [abg_collection_reason_v6] = '0' | Is this clinical sample taken with study team member present? | radioYes Study team member present No study team member NOT present
| 692 | [so2_time_v6]Show the field ONLY if: [abg_collection_reason_v6] = '1' | Time of Clinlab sO2 sample analysis (hh:mm:ss) | text (time_hh_mm_ss)
| 693 | [research_gem_ph_v6]Show the field ONLY if: [abg_collection_reason_v6] = '1' | Research GEM pH | text
| 694 | [research_gem_paco2_v6]Show the field ONLY if: [abg_collection_reason_v6] = '1' | Research GEM PaCO2 | text
| 695 | [research_gem_pao2_v6]Show the field ONLY if: [abg_collection_reason_v6] = '1' | Research GEM PaO2 | text
| 696 | [research_gem_so2_v6]Show the field ONLY if: [abg_collection_reason_v6] = '1' | Research GEM sO2 (%) | text
| 697 | [research_gem_time_run_v6]Show the field ONLY if: [abg_collection_reason_v6] = '1' | Research GEM time run (hh:mm:ss) | text (datetime_seconds_mdy)
| 698 | [additional_notes_sample_6] | Additional Notes | notes
| 699 | [blood_sample_6_complete] | Section Header: Form Status Complete? | dropdown0 Incomplete 1 Unverified 2 Complete
Instrument:Blood Sample 7(blood_sample_7) Collapse
| 700 | [capture_time_v7] | Section Header: Most Time Sensitive Measurements MUST be collected and recorded at thesame time as the ABG blood draw Patient Monitor SpO2 Capture Time Click the 'Now' button AT SAME TIME blood is being taken for ABG. All measurements below correspond to this exact time. | text (datetime_seconds_mdy)
| 701 | [spo2_v7] | Patient Monitor SpO2 (%) | text (number)
| 702 | [spo2_period_of_stability_v7] | SpO2 Period of Stability | radio0 ≥ 30 seconds 1 < 30 seconds
| 703 | [perfusion_v7] | Patient Monitor Perfusion Index | text (number, Min: 0.0)
| 704 | [pleth_quality_v7] | Patient Monitor Pleth Quality | checkbox0 pleth_quality_v7___0 Very irregular 1 pleth_quality_v7___1 Somewhat irregular 2 pleth_quality_v7___2 Regular 3 pleth_quality_v7___3 Poor amplitude 4 pleth_quality_v7___4 Variable amplitude 5 pleth_quality_v7___5 Good amplitude
| 705 | [nonin_spo2_v7] | Nonin SpO2 (%) | text
| 706 | [nellcor_spo2_v7] | Nellcor SpO2 (%) | text
| 707 | [nellcor_pleth_quality_7] | Nellcor Pleth Quality | checkbox0 nellcor_pleth_quality_7___0 Very irregular 1 nellcor_pleth_quality_7___1 Somewhat irregular 2 nellcor_pleth_quality_7___2 Regular 3 nellcor_pleth_quality_7___3 Poor amplitude 4 nellcor_pleth_quality_7___4 Variable amplitude 5 nellcor_pleth_quality_7___5 Good amplitude
| 708 | [radg_spo2_v7] | Masimo Rad-G SpO2 (%) | text
| 709 | [radg_perfusion_7] | Masimo Rad-G Perfusion Index | text (number, Min: 0.0)
| 710 | [radg_pleth_quality_7] | Masimo Rad-G Pleth Quality | checkbox0 radg_pleth_quality_7___0 Very irregular 1 radg_pleth_quality_7___1 Somewhat irregular 2 radg_pleth_quality_7___2 Regular 3 radg_pleth_quality_7___3 Poor amplitude 4 radg_pleth_quality_7___4 Variable amplitude 5 radg_pleth_quality_7___5 Good amplitude
| 711 | [bistos_spo2_v7] | BISTOS-710 SpO2 (%) | text
| 712 | [bistos_perfusion_7] | BISTOS-710 Perfusion Index | text (number, Min: 0.0)
| 713 | [bistos_pleth_quality_7] | BISTOS Pleth Quality | checkbox0 bistos_pleth_quality_7___0 Very irregular 1 bistos_pleth_quality_7___1 Somewhat irregular 2 bistos_pleth_quality_7___2 Regular 3 bistos_pleth_quality_7___3 Poor amplitude 4 bistos_pleth_quality_7___4 Variable amplitude 5 bistos_pleth_quality_7___5 Good amplitude
| 714 | [contec_spo2_v7] | [*OPTIONAL Study Device]CONTEC SpO2 (%) | text
| 715 | [contec_pleth_quality_v7] | [*OPTIONAL Study Device]CONTEC Pleth Quality | checkbox0 contec_pleth_quality_v7___0 Very irregular 1 contec_pleth_quality_v7___1 Somewhat irregular 2 contec_pleth_quality_v7___2 Regular 3 contec_pleth_quality_v7___3 Poor amplitude 4 contec_pleth_quality_v7___4 Variable amplitude 5 contec_pleth_quality_v7___5 Good amplitude
| 716 | [masimo_spo2_v7] | [*OPTIONAL Study Device]Masimo Rad G (w/ pediatric sensor) SpO2 (%) | text
| 717 | [masimo_perfusion_v7] | [*OPTIONAL Study Device]Masimo Rad G (w/ pediatric sensor) Perfusion Index | text (number, Min: 0.0)
| 718 | [masimo_pleth_quality_v7] | [*OPTIONAL Study Device]Masimo Rad G (w/ pediatric sensor) Pleth Quality | checkbox0 masimo_pleth_quality_v7___0 Very irregular 1 masimo_pleth_quality_v7___1 Somewhat irregular 2 masimo_pleth_quality_v7___2 Regular 3 masimo_pleth_quality_v7___3 Poor amplitude 4 masimo_pleth_quality_v7___4 Variable amplitude 5 masimo_pleth_quality_v7___5 Good amplitude
| 719 | [heart_rate_v7] | Section Header: Time-Sensitive Measurements Please try to record value within 1 minute to the time of ABG blood draw Patient Monitor Pulse Ox Heart Rate (Blue) | text
| 720 | [ecg_heart_rate_v7] | Patient Monitor ECG Heart Rate (Green) | text
| 721 | [blood_pressure_source_v7] | Blood Pressure Source | radio0 Arterial Line 1 BP Cuff
| 722 | [art_map_v7]Show the field ONLY if: [blood_pressure_source_v7] = '0' | MAP | text (number)
| 723 | [cuff_map_v7]Show the field ONLY if: [blood_pressure_source_v7] = '1' | MAP | text (number)
| 724 | [nonin_heart_rate_7] | Nonin Heart Rate | text
| 725 | [nellcor_heart_rate_7] | Nellcor Heart Rate | text
| 726 | [radg_heart_rate_7] | Masimo Rad-G Heart Rate | text
| 727 | [bistos_heart_rate_7] | BISTOS-710 Heart Rate | text
| 728 | [contec_heart_rate_v7] | [*OPTIONAL Study Device] CONTEC Heart Rate | text
| 729 | [masimo_heart_rate_v7] | [*OPTIONAL Study Device]Masimo Rad G (w/ pediatric sensor) Heart Rate | text
| 730 | [finger_diameter_v7] | Section Header: Least Time-Sensitive Patient Monitor/Standard of Care MeasurementsPlease collect within 10 minutes SOC Finger Diameter (mm) Measure the diameter of the finger (ventral to dorsal) on which the standard of care (SOC) pulse oximeter is used on the contralateral hand Measure between points A and D (open in new tab) | text (number)
| 731 | [probe_location_v7] | Standard of Care (SOC) Probe Location | radio0 Left Thumb 1 Left Index 2 Left Middle 3 Left Ring 4 Left Pinky 5 Right Thumb 6 Right Index 7 Right Middle 8 Right Ring 9 Right Pinky 10 Nare 11 Left earlobe 12 Right earlobe 13 Other - Toes
| 732 | [probe_type_v7] | SOC Probe Type | radio0 Disposable 1 Reusable 2 Trauma
| 733 | [probe_quality_v7] | SOC Probe Application Quality | checkbox1 probe_quality_v7___1 Sensor and emitter opposed 2 probe_quality_v7___2 No airspace between sensor or emitter and skin 3 probe_quality_v7___3 Skin surface clean 4 probe_quality_v7___4 Straight probe orientation 5 probe_quality_v7___5 Skin without nail polish, tattoo, or pigment variation 6 probe_quality_v7___6 No options apply 7 probe_quality_v7___7 Other - Probe reapplied
| 734 | [device_type_v7] | SOC Device Type | radio0 Benchtop Masimo Oximeter (Model # xyz) 1 Wall Mount Patient Monitor (Model # xyz)
| 735 | [nonin_probe_location_7] | Section Header: Least Time-Sensitive Nonin PalmSat 2500 OXIMETER without alarm Parameters Nonin Probe Location | radio0 Left Thumb 1 Left Index 2 Left Middle 3 Left Ring 4 Left Pinky 5 Right Thumb 6 Right Index 7 Right Middle 8 Right Ring 9 Right Pinky 10 Nare 11 Left earlobe 12 Right earlobe 13 Other - Toes
| 736 | [nonin_finger_diameter_7] | Nonin Finger Diameter (mm)Measure the finger diameter ventral to dorsal Measure between points A and D (open in new tab) | text (number)
| 737 | [nellcor_probe_location_7] | Section Header: Least Time-Sensitive Nellcor Portable SpO2 Patient Monitoring System Parameters Nellcor Probe Location | radio0 Left Thumb 1 Left Index 2 Left Middle 3 Left Ring 4 Left Pinky 5 Right Thumb 6 Right Index 7 Right Middle 8 Right Ring 9 Right Pinky 10 Nare 11 Left earlobe 12 Right earlobe 13 Other - Toes
| 738 | [nellcor_finger_diameter_7] | Nellcor Finger Diameter (mm)Measure the finger diameter ventral to dorsal Measure between points A and D (open in new tab) | text (number)
| 739 | [radg_probe_location_7] | Section Header: Least Time-Sensitive Masimo Rad-G Pulse Oximeter Parameters Masimo Rad-G Probe Location | radio0 Left Thumb 1 Left Index 2 Left Middle 3 Left Ring 4 Left Pinky 5 Right Thumb 6 Right Index 7 Right Middle 8 Right Ring 9 Right Pinky 10 Nare 11 Left earlobe 12 Right earlobe 13 Other - Toes
| 740 | [radg_finger_diameter_7] | Masimo Rad-G Finger Diameter (mm)Measure the finger diameter ventral to dorsal Measure between points A and D (open in new tab) | text (number)
| 741 | [bistos_probe_location_7] | Section Header: Least Time-Sensitive LifeBox BISTOS-710 Handheld Oximeter Parameters BISTOS-710 Probe Location | radio0 Left Thumb 1 Left Index 2 Left Middle 3 Left Ring 4 Left Pinky 5 Right Thumb 6 Right Index 7 Right Middle 8 Right Ring 9 Right Pinky 10 Nare 11 Left earlobe 12 Right earlobe 13 Other - Toes
| 742 | [bistos_finger_diameter_7] | BISTOS-710 Finger Diameter (mm)Measure the finger diameter ventral to dorsal Measure between points A and D (open in new tab) | text (number)
| 743 | [contec_probe_location_v7] | Section Header: [*OPTIONAL Study Device]Least Time-Sensitive CONTEC CM650NA Parameters [*OPTIONAL Study Device] CONTEC Probe Location | radio0 Left Thumb 1 Left Index 2 Left Middle 3 Left Ring 4 Left Pinky 5 Right Thumb 6 Right Index 7 Right Middle 8 Right Ring 9 Right Pinky 10 Nare 11 Left earlobe 12 Right earlobe 13 Other - Toes
| 744 | [contec_finger_diameter_v7] | [*OPTIONAL Study Device] CONTEC Finger Diameter (mm)Measure the finger diameter ventral to dorsal Measure between points A and D (open in new tab) | text (number)
| 745 | [masimo_probe_location_v7] | Section Header: [*OPTIONAL Study Device]Least Time-Sensitive Masimo Rad G (w/ pediatric sensor) Handheld Parameters [*OPTIONAL Study Device] Masimo Rad G (w/ pediatric sensor) Probe Location | radio0 Left Thumb 1 Left Index 2 Left Middle 3 Left Ring 4 Left Pinky 5 Right Thumb 6 Right Index 7 Right Middle 8 Right Ring 9 Right Pinky 10 Nare 11 Left earlobe 12 Right earlobe 13 Other - Toes
| 746 | [masimo_finger_diameter_v7] | [*OPTIONAL Study Device] Masimo Rad G (w/ pediatric sensor) Finger Diameter (mm) Measure the finger diameter ventral to dorsal Measure between points A and D (open in new tab) | text (number)
| 747 | [patient_movement_v7] | Section Header: Patient Movement Describe Patient Movement | radio0 No Movement (patient completely still) 1 Moderate Movement (some movement observed, though limbs still on bed) 2 Extreme Movement (significant movement observed - e.g. limbs off of the bed, movement in region of oximeter measurement)
| 748 | [temperature_v7] | Section Header: Patient Temperature Temperature (Celsius)What is the value of their most recent temperature? | text
| 749 | [ecg_rhythm_v7] | Section Header: ECG ECG RhythmA copy of the ECG is in the patient EMR. The ECG rhythym is stated in the top-center. | radio0 Sinus Rhythm 1 Sinus Bradycardia 2 Sinus Tachycardia 3 1st Degree Heart Block 4 2nd Degree Heart Block 5 3rd Degree Heart Block 6 Supraventricular Tachycardia 7 Atrial Fibrillation 8 Atrial Flutter 9 Ventricular Tachycardia 10 Ventricular Fibrillation
| 750 | [paralytic_drip_v7] | Section Header: Paralytic Drip Paralytic DripAre they any of the following: 1. Atracurium 2. Cisatracurium 3. Rocuronium 4. Vecuroniurn 5. Pancuronium | yesno1 Yes 0 No
| 751 | [supplemental_oxygen_type_v7] | Section Header: Supplemental Oxygen Supplemental Oxygen Type | radio0 None 1 Low-Flow Nasal Cannula 2 High-Flow Nasal Cannula 3 Face Mask with or without Reservoir Bag (Non-Rebreather) 4 Ventilator/CPAP/BIPAP
| 752 | [fio2_v7]Show the field ONLY if: [supplemental_oxygen_type_v7] = '1' or [supplemental_oxygen_type_v7] = '2' or [supplemental_oxygen_type_v7] = '3' or [supplemental_oxygen_type_v7] = '4' | FiO2 | text
| 753 | [flow_rate_v7]Show the field ONLY if: [supplemental_oxygen_type_v7] = '3' | Flow Rate (liters per minute) | text
| 754 | [peep_v7]Show the field ONLY if: [supplemental_oxygen_type_v7] = '4' | PEEP (liters per minute) | text
| 755 | [on_vasopressors_v7] | Section Header: Vasopressors On Vasopressors?Norepinephrine, Epinephrine, Phenylepi, Dopamine, Dobutamine, Vasopressin, Angiotensin II | yesno1 Yes 0 No
| 756 | [vasopressor_name_v7]Show the field ONLY if: [on_vasopressors_v7] = '1' | Name | checkbox1 vasopressor_name_v7___1 NorEpi 2 vasopressor_name_v7___2 Epi 3 vasopressor_name_v7___3 PhenylEpi 4 vasopressor_name_v7___4 Dopamine 5 vasopressor_name_v7___5 Dobutamine 6 vasopressor_name_v7___6 Vasopressin 7 vasopressor_name_v7___7 Angiotensin II
| 757 | [norepi_dose_v7]Show the field ONLY if: [vasopressor_name_v7(1)] = '1' | Norepinephrine Dose (mcg/min) | text (number, Max: 50)
| 758 | [epi_dose_v7]Show the field ONLY if: [vasopressor_name_v7(2)] = '1' | Epinephrine Dose (mcg/min) | text (number, Min: 0, Max: 50)
| 759 | [phenyl_dose_v7]Show the field ONLY if: [vasopressor_name_v7(3)] = '1' | Phenylephrine Dose (mcg/min) | text (number, Min: 0, Max: 200)
| 760 | [dopamine_dose_v7]Show the field ONLY if: [vasopressor_name_v7(4)] = '1' | Dopamine Dose (mcg/min) | text (number, Min: 0, Max: 50)
| 761 | [dobutamine_dose_v7]Show the field ONLY if: [vasopressor_name_v7(5)] = '1' | Dobutamine Dose (mcg/min) | text (number, Min: 0, Max: 50)
| 762 | [vasopressin_dose_v7]Show the field ONLY if: [vasopressor_name_v7(6)] = '1' | Vasopressin Dose (units/min) | text (number, Min: 0, Max: 50)
| 763 | [angiotensin_dose_v7]Show the field ONLY if: [vasopressor_name_v7(7)] = '1' | Angiotensin II Dose (ng/kg/min) | text (number, Min: 0, Max: 50)
| 764 | [hgb_v7] | Section Header: Hgb and Bilirubin Hemoglobin What was the value of their most recent hemoglobin? | text
| 765 | [bilirubin_v7] | Bilirubin What was the value of their most recent bilirubin? | text
| 766 | [net_fluid_balance_v7] | Section Header: Input and Output Net Fluid Balance Input and Output - this can be found in the patient chart Use 24 hour total which is updated at 7am each day | text (number)
| 767 | [abg_collection_reason_v7] | Section Header: Arterial Blood Gas Sample If the blood gas is clinically indicated (respiratory therapist collects the blood for analysis), the values will be in the patient chart. If the blood gas is for research purposes only, the values will be reported by Clin Labs and placed in the "EQOX" mailbox in Building 5, 2M (ZSFG). ABG Collection Reason | radio0 Clinically indicated 1 Research purposes only
| 768 | [ph_v7] | pH | text (number, Min: 6.8, Max: 7.8)
| 769 | [paco2_v7] | PaCO2 | text (number, Min: 5, Max: 120)
| 770 | [pao2_v7] | PaO2 | text (number, Min: 20, Max: 680)
| 771 | [so2_v7] | sO2 (%) | text (number, Min: 0, Max: 100)
| 772 | [is_this_clinical_sample_ta_7]Show the field ONLY if: [abg_collection_reason_v7] = '0' | Is this clinical sample taken with study team member present? | radioYes Study team member present No study team member NOT present
| 773 | [so2_time_v7]Show the field ONLY if: [abg_collection_reason_v7] = '1' | Time of Clinlab sO2 sample analysis (hh:mm:ss) | text (time_hh_mm_ss)
| 774 | [research_gem_ph_v7]Show the field ONLY if: [abg_collection_reason_v7] = '1' | Research GEM pH | text
| 775 | [research_gem_paco2_v7]Show the field ONLY if: [abg_collection_reason_v7] = '1' | Research GEM PaCO2 | text
| 776 | [research_gem_pao2_v7]Show the field ONLY if: [abg_collection_reason_v7] = '1' | Research GEM PaO2 | text
| 777 | [research_gem_so2_v7]Show the field ONLY if: [abg_collection_reason_v7] = '1' | Research GEM sO2 (%) | text
| 778 | [research_gem_time_run_v7]Show the field ONLY if: [abg_collection_reason_v7] = '1' | Research GEM time run (hh:mm:ss) | text (datetime_seconds_mdy)
| 779 | [additional_notes_sample_7] | Additional Notes | notes
| 780 | [blood_sample_7_complete] | Section Header: Form Status Complete? | dropdown0 Incomplete 1 Unverified 2 Complete
Instrument:Blood Sample 8(blood_sample_8) Collapse
| 781 | [capture_time_v8] | Section Header: Most Time Sensitive Measurements MUST be collected and recorded at thesame time as the ABG blood draw Patient Monitor SpO2 Capture Time Click the 'Now' button AT SAME TIME blood is being taken for ABG. All measurements below correspond to this exact time. | text (datetime_seconds_mdy)
| 782 | [spo2_v8] | Patient Monitor SpO2 (%) | text (number)
| 783 | [spo2_period_of_stability_v8] | SpO2 Period of Stability | radio0 ≥ 30 seconds 1 < 30 seconds
| 784 | [perfusion_v8] | Patient Monitor Perfusion Index | text (number, Min: 0.0)
| 785 | [pleth_quality_v8] | Patient Monitor Pleth Quality | checkbox0 pleth_quality_v8___0 Very irregular 1 pleth_quality_v8___1 Somewhat irregular 2 pleth_quality_v8___2 Regular 3 pleth_quality_v8___3 Poor amplitude 4 pleth_quality_v8___4 Variable amplitude 5 pleth_quality_v8___5 Good amplitude
| 786 | [nonin_spo2_v8] | Nonin SpO2 (%) | text
| 787 | [nellcor_spo2_v8] | Nellcor SpO2 (%) | text
| 788 | [nellcor_pleth_quality_8] | Nellcor Pleth Quality | checkbox0 nellcor_pleth_quality_8___0 Very irregular 1 nellcor_pleth_quality_8___1 Somewhat irregular 2 nellcor_pleth_quality_8___2 Regular 3 nellcor_pleth_quality_8___3 Poor amplitude 4 nellcor_pleth_quality_8___4 Variable amplitude 5 nellcor_pleth_quality_8___5 Good amplitude
| 789 | [radg_spo2_v8] | Masimo Rad-G SpO2 (%) | text
| 790 | [radg_perfusion_8] | Masimo Rad-G Perfusion Index | text (number, Min: 0.0)
| 791 | [radg_pleth_quality_8] | Masimo Rad-G Pleth Quality | checkbox0 radg_pleth_quality_8___0 Very irregular 1 radg_pleth_quality_8___1 Somewhat irregular 2 radg_pleth_quality_8___2 Regular 3 radg_pleth_quality_8___3 Poor amplitude 4 radg_pleth_quality_8___4 Variable amplitude 5 radg_pleth_quality_8___5 Good amplitude
| 792 | [bistos_spo2_v8] | BISTOS-710 SpO2 (%) | text
| 793 | [bistos_perfusion_8] | BISTOS-710 Perfusion Index | text (number, Min: 0.0)
| 794 | [bistos_pleth_quality_8] | BISTOS Pleth Quality | checkbox0 bistos_pleth_quality_8___0 Very irregular 1 bistos_pleth_quality_8___1 Somewhat irregular 2 bistos_pleth_quality_8___2 Regular 3 bistos_pleth_quality_8___3 Poor amplitude 4 bistos_pleth_quality_8___4 Variable amplitude 5 bistos_pleth_quality_8___5 Good amplitude
| 795 | [contec_spo2_v8] | [*OPTIONAL Study Device]CONTEC SpO2 (%) | text
| 796 | [contec_pleth_quality_v8] | [*OPTIONAL Study Device]CONTEC Pleth Quality | checkbox0 contec_pleth_quality_v8___0 Very irregular 1 contec_pleth_quality_v8___1 Somewhat irregular 2 contec_pleth_quality_v8___2 Regular 3 contec_pleth_quality_v8___3 Poor amplitude 4 contec_pleth_quality_v8___4 Variable amplitude 5 contec_pleth_quality_v8___5 Good amplitude
| 797 | [masimo_spo2_v8] | [*OPTIONAL Study Device]Masimo Rad G (w/ pediatric sensor) SpO2 (%) | text
| 798 | [masimo_perfusion_v8] | [*OPTIONAL Study Device]Masimo Rad G (w/ pediatric sensor) Perfusion Index | text (number, Min: 0.0)
| 799 | [masimo_pleth_quality_v8] | [*OPTIONAL Study Device]Masimo Rad G (w/ pediatric sensor) Pleth Quality | checkbox0 masimo_pleth_quality_v8___0 Very irregular 1 masimo_pleth_quality_v8___1 Somewhat irregular 2 masimo_pleth_quality_v8___2 Regular 3 masimo_pleth_quality_v8___3 Poor amplitude 4 masimo_pleth_quality_v8___4 Variable amplitude 5 masimo_pleth_quality_v8___5 Good amplitude
| 800 | [heart_rate_v8] | Section Header: Time-Sensitive Measurements Please try to record value within 1 minute to the time of ABG blood draw Patient Monitor Pulse Ox Heart Rate (Blue) | text
| 801 | [ecg_heart_rate_v8] | Patient Monitor ECG Heart Rate (Green) | text
| 802 | [blood_pressure_source_v8] | Blood Pressure Source | radio0 Arterial Line 1 BP Cuff
| 803 | [art_map_v8]Show the field ONLY if: [blood_pressure_source_v8] = '0' | MAP | text (number)
| 804 | [cuff_map_v8]Show the field ONLY if: [blood_pressure_source_v8] = '1' | MAP | text (number)
| 805 | [nonin_heart_rate_8] | Nonin Heart Rate | text
| 806 | [nellcor_heart_rate_8] | Nellcor Heart Rate | text
| 807 | [radg_heart_rate_8] | Masimo Rad-G Heart Rate | text
| 808 | [bistos_heart_rate_8] | BISTOS-710 Heart Rate | text
| 809 | [contec_heart_rate_v8] | [*OPTIONAL Study Device] CONTEC Heart Rate | text
| 810 | [masimo_heart_rate_v8] | [*OPTIONAL Study Device]Masimo Rad G (w/ pediatric sensor) Heart Rate | text
| 811 | [finger_diameter_v8] | Section Header: Least Time-Sensitive Patient Monitor/Standard of Care MeasurementsPlease collect within 10 minutes SOC Finger Diameter (mm) Measure the diameter of the finger (ventral to dorsal) on which the standard of care (SOC) pulse oximeter is used on the contralateral hand Measure between points A and D (open in new tab) | text (number)
| 812 | [probe_location_v8] | Standard of Care (SOC) Probe Location | radio0 Left Thumb 1 Left Index 2 Left Middle 3 Left Ring 4 Left Pinky 5 Right Thumb 6 Right Index 7 Right Middle 8 Right Ring 9 Right Pinky 10 Nare 11 Left earlobe 12 Right earlobe 13 Other - Toes
| 813 | [probe_type_v8] | SOC Probe Type | radio0 Disposable 1 Reusable 2 Trauma
| 814 | [probe_quality_v8] | SOC Probe Application Quality | checkbox1 probe_quality_v8___1 Sensor and emitter opposed 2 probe_quality_v8___2 No airspace between sensor or emitter and skin 3 probe_quality_v8___3 Skin surface clean 4 probe_quality_v8___4 Straight probe orientation 5 probe_quality_v8___5 Skin without nail polish, tattoo, or pigment variation 6 probe_quality_v8___6 No options apply 7 probe_quality_v8___7 Other - Probe reapplied
| 815 | [device_type_v8] | SOC Device Type | radio0 Benchtop Masimo Oximeter (Model # xyz) 1 Wall Mount Patient Monitor (Model # xyz)
| 816 | [nonin_probe_location_8] | Section Header: Least Time-Sensitive Nonin PalmSat 2500 OXIMETER without alarm Parameters Nonin Probe Location | radio0 Left Thumb 1 Left Index 2 Left Middle 3 Left Ring 4 Left Pinky 5 Right Thumb 6 Right Index 7 Right Middle 8 Right Ring 9 Right Pinky 10 Nare 11 Left earlobe 12 Right earlobe 13 Other - Toes
| 817 | [nonin_finger_diameter_8] | Nonin Finger Diameter (mm)Measure the finger diameter ventral to dorsal Measure between points A and D (open in new tab) | text (number)
| 818 | [nellcor_probe_location_8] | Section Header: Least Time-Sensitive Nellcor Portable SpO2 Patient Monitoring System Parameters Nellcor Probe Location | radio0 Left Thumb 1 Left Index 2 Left Middle 3 Left Ring 4 Left Pinky 5 Right Thumb 6 Right Index 7 Right Middle 8 Right Ring 9 Right Pinky 10 Nare 11 Left earlobe 12 Right earlobe 13 Other - Toes
| 819 | [nellcor_finger_diameter_8] | Nellcor Finger Diameter (mm)Measure the finger diameter ventral to dorsal Measure between points A and D (open in new tab) | text (number)
| 820 | [radg_probe_location_8] | Section Header: Least Time-Sensitive Masimo Rad-G Pulse Oximeter Parameters Masimo Rad-G Probe Location | radio0 Left Thumb 1 Left Index 2 Left Middle 3 Left Ring 4 Left Pinky 5 Right Thumb 6 Right Index 7 Right Middle 8 Right Ring 9 Right Pinky 10 Nare 11 Left earlobe 12 Right earlobe 13 Other - Toes
| 821 | [radg_finger_diameter_8] | Masimo Rad-G Finger Diameter (mm)Measure the finger diameter ventral to dorsal Measure between points A and D (open in new tab) | text (number)
| 822 | [bistos_probe_location_8] | Section Header: Least Time-Sensitive LifeBox BISTOS-710 Handheld Oximeter Parameters BISTOS-710 Probe Location | radio0 Left Thumb 1 Left Index 2 Left Middle 3 Left Ring 4 Left Pinky 5 Right Thumb 6 Right Index 7 Right Middle 8 Right Ring 9 Right Pinky 10 Nare 11 Left earlobe 12 Right earlobe 13 Other - Toes
| 823 | [bistos_finger_diameter_8] | BISTOS-710 Finger Diameter (mm)Measure the finger diameter ventral to dorsal Measure between points A and D (open in new tab) | text (number)
| 824 | [contec_finger_diameter_v8] | Section Header: [*OPTIONAL Study Device]Least Time-Sensitive CONTEC CM650NA Parameters [*OPTIONAL Study Device] CONTEC Finger Diameter (mm)Measure the finger diameter ventral to dorsal Measure between points A and D (open in new tab) | text (number)
| 825 | [contec_probe_location_v8] | [*OPTIONAL Study Device] CONTEC Probe Location | radio0 Left Thumb 1 Left Index 2 Left Middle 3 Left Ring 4 Left Pinky 5 Right Thumb 6 Right Index 7 Right Middle 8 Right Ring 9 Right Pinky 10 Nare 11 Left earlobe 12 Right earlobe 13 Other - Toes
| 826 | [masimo_probe_location_v8] | Section Header: [*OPTIONAL Study Device] Least Time-Sensitive Masimo Rad G (w/ pediatric sensor) Handheld Parameters [*OPTIONAL Study Device] Masimo Rad G (w/ pediatric sensor) Probe Location | radio0 Left Thumb 1 Left Index 2 Left Middle 3 Left Ring 4 Left Pinky 5 Right Thumb 6 Right Index 7 Right Middle 8 Right Ring 9 Right Pinky 10 Nare 11 Left earlobe 12 Right earlobe 13 Other - Toes
| 827 | [masimo_finger_diameter_v8] | [*OPTIONAL Study Device] Masimo Rad G (w/ pediatric sensor) Finger Diameter (mm) Measure the finger diameter ventral to dorsal Measure between points A and D (open in new tab) | text (number)
| 828 | [patient_movement_v8] | Section Header: Patient Movement Describe Patient Movement | radio0 No Movement (patient completely still) 1 Moderate Movement (some movement observed, though limbs still on bed) 2 Extreme Movement (significant movement observed - e.g. limbs off of the bed, movement in region of oximeter measurement)
| 829 | [temperature_v8] | Section Header: Patient Temperature Temperature (Celsius)What is the value of their most recent temperature? | text
| 830 | [ecg_rhythm_v8] | Section Header: ECG ECG RhythmA copy of the ECG is in the patient EMR. The ECG rhythym is stated in the top-center. | radio0 Sinus Rhythm 1 Sinus Bradycardia 2 Sinus Tachycardia 3 1st Degree Heart Block 4 2nd Degree Heart Block 5 3rd Degree Heart Block 6 Supraventricular Tachycardia 7 Atrial Fibrillation 8 Atrial Flutter 9 Ventricular Tachycardia 10 Ventricular Fibrillation
| 831 | [paralytic_drip_v8] | Section Header: Paralytic Drip Paralytic DripAre they any of the following: 1. Atracurium 2. Cisatracurium 3. Rocuronium 4. Vecuroniurn 5. Pancuronium | yesno1 Yes 0 No
| 832 | [supplemental_oxygen_type_v8] | Section Header: Supplemental Oxygen Supplemental Oxygen Type | radio0 None 1 Low-Flow Nasal Cannula 2 High-Flow Nasal Cannula 3 Face Mask with or without Reservoir Bag (Non-Rebreather) 4 Ventilator/CPAP/BIPAP
| 833 | [fio2_v8]Show the field ONLY if: [supplemental_oxygen_type_v8] = '1' or [supplemental_oxygen_type_v8] = '2' or [supplemental_oxygen_type_v8] = '3' or [supplemental_oxygen_type_v8] = '4' | FiO2 | text
| 834 | [flow_rate_v8]Show the field ONLY if: [supplemental_oxygen_type_v8] = '3' | Flow Rate (liters per minute) | text
| 835 | [peep_v8]Show the field ONLY if: [supplemental_oxygen_type_v8] = '4' | PEEP (liters per minute) | text
| 836 | [on_vasopressors_v8] | Section Header: Vasopressors On Vasopressors?Norepinephrine, Epinephrine, Phenylepi, Dopamine, Dobutamine, Vasopressin, Angiotensin II | yesno1 Yes 0 No
| 837 | [vasopressor_name_v8]Show the field ONLY if: [on_vasopressors_v8] = '1' | Name | checkbox1 vasopressor_name_v8___1 NorEpi 2 vasopressor_name_v8___2 Epi 3 vasopressor_name_v8___3 PhenylEpi 4 vasopressor_name_v8___4 Dopamine 5 vasopressor_name_v8___5 Dobutamine 6 vasopressor_name_v8___6 Vasopressin 7 vasopressor_name_v8___7 Angiotensin II
| 838 | [norepi_dose_v8]Show the field ONLY if: [vasopressor_name_v8(1)] = '1' | Norepinephrine Dose (mcg/min) | text (number, Max: 50)
| 839 | [epi_dose_v8]Show the field ONLY if: [vasopressor_name_v8(2)] = '1' | Epinephrine Dose (mcg/min) | text (number, Min: 0, Max: 50)
| 840 | [phenyl_dose_v8]Show the field ONLY if: [vasopressor_name_v8(3)] = '1' | Phenylephrine Dose (mcg/min) | text (number, Min: 0, Max: 200)
| 841 | [dopamine_dose_v8]Show the field ONLY if: [vasopressor_name_v8(4)] = '1' | Dopamine Dose (mcg/min) | text (number, Min: 0, Max: 50)
| 842 | [dobutamine_dose_v8]Show the field ONLY if: [vasopressor_name_v8(5)] = '1' | Dobutamine Dose (mcg/min) | text (number, Min: 0, Max: 50)
| 843 | [vasopressin_dose_v8]Show the field ONLY if: [vasopressor_name_v8(6)] = '1' | Vasopressin Dose (units/min) | text (number, Min: 0, Max: 50)
| 844 | [angiotensin_dose_v8]Show the field ONLY if: [vasopressor_name_v8(7)] = '1' | Angiotensin II Dose (ng/kg/min) | text (number, Min: 0, Max: 50)
| 845 | [net_fluid_balance_v8] | Section Header: Input and Output Net Fluid Balance Input and Output - this can be found in the patient chart Use 24 hour total which is updated at 7am each day | text (number)
| 846 | [hgb_v8] | Section Header: Hgb and Bilirubin Hemoglobin What was the value of their most recent hemoglobin? | text
| 847 | [bilirubin_v8] | Bilirubin What was the value of their most recent bilirubin? | text
| 848 | [abg_collection_reason_v8] | Section Header: Arterial Blood Gas Sample If the blood gas is clinically indicated (respiratory therapist collects the blood for analysis), the values will be in the patient chart. If the blood gas is for research purposes only, the values will be reported by Clin Labs and placed in the "EQOX" mailbox in Building 5, 2M (ZSFG). ABG Collection Reason | radio0 Clinically indicated 1 Research purposes only
| 849 | [ph_v8] | pH | text (number, Min: 6.8, Max: 7.8)
| 850 | [paco2_v8] | PaCO2 | text (number, Min: 5, Max: 120)
| 851 | [pao2_v8] | PaO2 | text (number, Min: 20, Max: 680)
| 852 | [so2_v8] | sO2 (%) | text (number, Min: 0, Max: 100)
| 853 | [is_this_clinical_sample_ta_8]Show the field ONLY if: [abg_collection_reason_v8] = '0' | Is this clinical sample taken with study team member present? | radioYes Study team member present No study team member NOT present
| 854 | [so2_time_v8]Show the field ONLY if: [abg_collection_reason_v8] = '1' | Time of Clinlab sO2 sample analysis (hh:mm:ss) | text (time_hh_mm_ss)
| 855 | [research_gem_ph_v8]Show the field ONLY if: [abg_collection_reason_v8] = '1' | Research GEM pH | text
| 856 | [research_gem_paco2_v8]Show the field ONLY if: [abg_collection_reason_v8] = '1' | Research GEM PaCO2 | text
| 857 | [research_gem_pao2_v8]Show the field ONLY if: [abg_collection_reason_v8] = '1' | Research GEM PaO2 | text
| 858 | [research_gem_so2_v8]Show the field ONLY if: [abg_collection_reason_v8] = '1' | Research GEM sO2 (%) | text
| 859 | [research_gem_time_run_v8]Show the field ONLY if: [abg_collection_reason_v8] = '1' | Research GEM time run (hh:mm:ss) | text (datetime_seconds_mdy)
| 860 | [additional_notes_sample_8] | Additional Notes | notes
| 861 | [blood_sample_8_complete] | Section Header: Form Status Complete? | dropdown0 Incomplete 1 Unverified 2 Complete
Instrument:Blood Sample 9(blood_sample_9) Collapse
| 862 | [capture_time_v9] | Section Header: Most Time Sensitive Measurements MUST be collected and recorded at thesame time as the ABG blood draw Patient Monitor SpO2 Capture Time Click the 'Now' button AT SAME TIME blood is being taken for ABG. All measurements below correspond to this exact time. | text (datetime_seconds_mdy)
| 863 | [spo2_v9] | Patient Monitor SpO2 (%) | text (number)
| 864 | [spo2_period_of_stability_v9] | SpO2 Period of Stability | radio0 ≥ 30 seconds 1 < 30 seconds
| 865 | [perfusion_v9] | Patient Monitor Perfusion Index | text (number, Min: 0.0)
| 866 | [pleth_quality_v9] | Patient Monitor Pleth Quality | checkbox0 pleth_quality_v9___0 Very irregular 1 pleth_quality_v9___1 Somewhat irregular 2 pleth_quality_v9___2 Regular 3 pleth_quality_v9___3 Poor amplitude 4 pleth_quality_v9___4 Variable amplitude 5 pleth_quality_v9___5 Good amplitude
| 867 | [nonin_spo2_v9] | Nonin SpO2 (%) | text
| 868 | [nellcor_spo2_v9] | Nellcor SpO2 (%) | text
| 869 | [nellcor_pleth_quality_9] | Nellcor Pleth Quality | checkbox0 nellcor_pleth_quality_9___0 Very irregular 1 nellcor_pleth_quality_9___1 Somewhat irregular 2 nellcor_pleth_quality_9___2 Regular 3 nellcor_pleth_quality_9___3 Poor amplitude 4 nellcor_pleth_quality_9___4 Variable amplitude 5 nellcor_pleth_quality_9___5 Good amplitude
| 870 | [radg_spo2_v9] | Masimo Rad-G SpO2 (%) | text
| 871 | [radg_perfusion_9] | Masimo Rad-G Perfusion Index | text (number, Min: 0.0)
| 872 | [radg_pleth_quality_9] | Masimo Rad-G Pleth Quality | checkbox0 radg_pleth_quality_9___0 Very irregular 1 radg_pleth_quality_9___1 Somewhat irregular 2 radg_pleth_quality_9___2 Regular 3 radg_pleth_quality_9___3 Poor amplitude 4 radg_pleth_quality_9___4 Variable amplitude 5 radg_pleth_quality_9___5 Good amplitude
| 873 | [bistos_spo2_v9] | BISTOS-710 SpO2 (%) | text
| 874 | [bistos_perfusion_9] | BISTOS-710 Perfusion Index | text (number, Min: 0.0)
| 875 | [bistos_pleth_quality_9] | BISTOS Pleth Quality | checkbox0 bistos_pleth_quality_9___0 Very irregular 1 bistos_pleth_quality_9___1 Somewhat irregular 2 bistos_pleth_quality_9___2 Regular 3 bistos_pleth_quality_9___3 Poor amplitude 4 bistos_pleth_quality_9___4 Variable amplitude 5 bistos_pleth_quality_9___5 Good amplitude
| 876 | [contec_spo2_v9] | [*OPTIONAL Study Device]CONTEC SpO2 (%) | text
| 877 | [contec_pleth_quality_v9] | [*OPTIONAL Study Device]CONTEC Pleth Quality | checkbox0 contec_pleth_quality_v9___0 Very irregular 1 contec_pleth_quality_v9___1 Somewhat irregular 2 contec_pleth_quality_v9___2 Regular 3 contec_pleth_quality_v9___3 Poor amplitude 4 contec_pleth_quality_v9___4 Variable amplitude 5 contec_pleth_quality_v9___5 Good amplitude
| 878 | [masimo_spo2_v9] | [*OPTIONAL Study Device]Masimo Rad G (w/ pediatric sensor) SpO2 (%) | text
| 879 | [masimo_perfusion_v9] | [*OPTIONAL Study Device]Masimo Rad G (w/ pediatric sensor) Perfusion Index | text (number, Min: 0.0)
| 880 | [masimo_pleth_quality_v9] | [*OPTIONAL Study Device]Masimo Rad G (w/ pediatric sensor) Pleth Quality | checkbox0 masimo_pleth_quality_v9___0 Very irregular 1 masimo_pleth_quality_v9___1 Somewhat irregular 2 masimo_pleth_quality_v9___2 Regular 3 masimo_pleth_quality_v9___3 Poor amplitude 4 masimo_pleth_quality_v9___4 Variable amplitude 5 masimo_pleth_quality_v9___5 Good amplitude
| 881 | [heart_rate_v9] | Section Header: Time-Sensitive Measurements Please try to record value within 1 minute to the time of ABG blood draw Patient Monitor Pulse Ox Heart Rate (Blue) | text
| 882 | [ecg_heart_rate_v9] | Patient Monitor ECG Heart Rate (Green) | text
| 883 | [blood_pressure_source_v9] | Blood Pressure Source | radio0 Arterial Line 1 BP Cuff
| 884 | [art_map_v9]Show the field ONLY if: [blood_pressure_source_v9] = '0' | MAP | text (number)
| 885 | [cuff_map_v9]Show the field ONLY if: [blood_pressure_source_v9] = '1' | MAP | text (number)
| 886 | [nonin_heart_rate_9] | Nonin Heart Rate | text
| 887 | [nellcor_heart_rate_9] | Nellcor Heart Rate | text
| 888 | [radg_heart_rate_9] | Masimo Rad-G Heart Rate | text
| 889 | [bistos_heart_rate_9] | BISTOS-710 Heart Rate | text
| 890 | [contec_heart_rate_v9] | [*OPTIONAL Study Device] CONTEC Heart Rate | text
| 891 | [masimo_heart_rate_v9] | [*OPTIONAL Study Device]Masimo Rad G (w/ pediatric sensor) Heart Rate | text
| 892 | [finger_diameter_v9] | Section Header: Least Time-Sensitive Patient Monitor/Standard of Care MeasurementsPlease collect within 10 minutes SOC Finger Diameter (mm) Measure the diameter of the finger (ventral to dorsal) on which the standard of care (SOC) pulse oximeter is used on the contralateral hand Measure between points A and D (open in new tab) | text (number)
| 893 | [probe_location_v9] | Standard of Care (SOC) Probe Location | radio0 Left Thumb 1 Left Index 2 Left Middle 3 Left Ring 4 Left Pinky 5 Right Thumb 6 Right Index 7 Right Middle 8 Right Ring 9 Right Pinky 10 Nare 11 Left earlobe 12 Right earlobe 13 Other - Toes
| 894 | [probe_type_v9] | SOC Probe Type | radio0 Disposable 1 Reusable 2 Trauma
| 895 | [probe_quality_v9] | SOC Probe Application Quality | checkbox1 probe_quality_v9___1 Sensor and emitter opposed 2 probe_quality_v9___2 No airspace between sensor or emitter and skin 3 probe_quality_v9___3 Skin surface clean 4 probe_quality_v9___4 Straight probe orientation 5 probe_quality_v9___5 Skin without nail polish, tattoo, or pigment variation 6 probe_quality_v9___6 No options apply 7 probe_quality_v9___7 Other - Probe reapplied
| 896 | [device_type_v9] | SOC Device Type | radio0 Benchtop Masimo Oximeter (Model # xyz) 1 Wall Mount Patient Monitor (Model # xyz)
| 897 | [nonin_probe_location_9] | Section Header: Least Time-Sensitive Nonin PalmSat 2500 OXIMETER without alarm Parameters Nonin Probe Location | radio0 Left Thumb 1 Left Index 2 Left Middle 3 Left Ring 4 Left Pinky 5 Right Thumb 6 Right Index 7 Right Middle 8 Right Ring 9 Right Pinky 10 Nare 11 Left earlobe 12 Right earlobe 13 Other - Toes
| 898 | [nonin_finger_diameter_9] | Nonin Finger Diameter (mm)Measure the finger diameter ventral to dorsal Measure between points A and D (open in new tab) | text (number)
| 899 | [nellcor_probe_location_9] | Section Header: Least Time-Sensitive Nellcor Portable SpO2 Patient Monitoring System Parameters Nellcor Probe Location | radio0 Left Thumb 1 Left Index 2 Left Middle 3 Left Ring 4 Left Pinky 5 Right Thumb 6 Right Index 7 Right Middle 8 Right Ring 9 Right Pinky 10 Nare 11 Left earlobe 12 Right earlobe 13 Other - Toes
| 900 | [nellcor_finger_diameter_9] | Nellcor Finger Diameter (mm)Measure the finger diameter ventral to dorsal Measure between points A and D (open in new tab) | text (number)
| 901 | [radg_probe_location_9] | Section Header: Least Time-Sensitive Masimo Rad-G Pulse Oximeter Parameters Masimo Rad-G Probe Location | radio0 Left Thumb 1 Left Index 2 Left Middle 3 Left Ring 4 Left Pinky 5 Right Thumb 6 Right Index 7 Right Middle 8 Right Ring 9 Right Pinky 10 Nare 11 Left earlobe 12 Right earlobe 13 Other - Toes
| 902 | [radg_finger_diameter_9] | Masimo Rad-G Finger Diameter (mm)Measure the finger diameter ventral to dorsal Measure between points A and D (open in new tab) | text (number)
| 903 | [bistos_probe_location_9] | Section Header: Least Time-Sensitive LifeBox BISTOS-710 Handheld Oximeter Parameters BISTOS-710 Probe Location | radio0 Left Thumb 1 Left Index 2 Left Middle 3 Left Ring 4 Left Pinky 5 Right Thumb 6 Right Index 7 Right Middle 8 Right Ring 9 Right Pinky 10 Nare 11 Left earlobe 12 Right earlobe 13 Other - Toes
| 904 | [bistos_finger_diameter_9] | BISTOS-710 Finger Diameter (mm)Measure the finger diameter ventral to dorsal Measure between points A and D (open in new tab) | text (number)
| 905 | [contec_probe_location_v9] | Section Header: [*OPTIONAL Study Device] Least Time-Sensitive CONTEC CM650NA Parameters [*OPTIONAL Study Device] CONTEC Probe Location | radio0 Left Thumb 1 Left Index 2 Left Middle 3 Left Ring 4 Left Pinky 5 Right Thumb 6 Right Index 7 Right Middle 8 Right Ring 9 Right Pinky 10 Nare 11 Left earlobe 12 Right earlobe 13 Other - Toes
| 906 | [contec_finger_diameter_v9] | [*OPTIONAL Study Device] CONTEC Finger Diameter (mm)Measure the finger diameter ventral to dorsal Measure between points A and D (open in new tab) | text (number)
| 907 | [masimo_probe_location_v9] | Section Header: [*OPTIONAL Study Device] Least Time-SensitiveMasimo Rad G (w/ pediatric sensor) Handheld Parameters [*OPTIONAL Study Device] Masimo Rad G (w/ pediatric sensor) Probe Location | radio0 Left Thumb 1 Left Index 2 Left Middle 3 Left Ring 4 Left Pinky 5 Right Thumb 6 Right Index 7 Right Middle 8 Right Ring 9 Right Pinky 10 Nare 11 Left earlobe 12 Right earlobe 13 Other - Toes
| 908 | [masimo_finger_diameter_v9] | [*OPTIONAL Study Device] Masimo Rad G (w/ pediatric sensor) Finger Diameter (mm) Measure the finger diameter ventral to dorsal Measure between points A and D (open in new tab) | text (number)
| 909 | [patient_movement_v9] | Section Header: Patient Movement Describe Patient Movement | radio0 No Movement (patient completely still) 1 Moderate Movement (some movement observed, though limbs still on bed) 2 Extreme Movement (significant movement observed - e.g. limbs off of the bed, movement in region of oximeter measurement)
| 910 | [temperature_v9] | Section Header: Patient Temperature Temperature (Celsius)What is the value of their most recent temperature? | text
| 911 | [ecg_rhythm_v9] | Section Header: ECG ECG RhythmA copy of the ECG is in the patient EMR. The ECG rhythym is stated in the top-center. | radio0 Sinus Rhythm 1 Sinus Bradycardia 2 Sinus Tachycardia 3 1st Degree Heart Block 4 2nd Degree Heart Block 5 3rd Degree Heart Block 6 Supraventricular Tachycardia 7 Atrial Fibrillation 8 Atrial Flutter 9 Ventricular Tachycardia 10 Ventricular Fibrillation
| 912 | [paralytic_drip_v9] | Section Header: Paralytic Drip Paralytic DripAre they any of the following: 1. Atracurium 2. Cisatracurium 3. Rocuronium 4. Vecuroniurn 5. Pancuronium | yesno1 Yes 0 No
| 913 | [supplemental_oxygen_type_v9] | Section Header: Supplemental Oxygen Supplemental Oxygen Type | radio0 None 1 Low-Flow Nasal Cannula 2 High-Flow Nasal Cannula 3 Face Mask with or without Reservoir Bag (Non-Rebreather) 4 Ventilator/CPAP/BIPAP
| 914 | [fio2_v9]Show the field ONLY if: [supplemental_oxygen_type_v9] = '1' or [supplemental_oxygen_type_v9] = '2' or [supplemental_oxygen_type_v9] = '3' or [supplemental_oxygen_type_v9] = '4' | FiO2 | text
| 915 | [flow_rate_v9]Show the field ONLY if: [supplemental_oxygen_type_v9] = '3' | Flow Rate (liters per minute) | text
| 916 | [peep_v9]Show the field ONLY if: [supplemental_oxygen_type_v9] = '4' | PEEP (liters per minute) | text
| 917 | [on_vasopressors_v9] | Section Header: Vasopressors On Vasopressors?Norepinephrine, Epinephrine, Phenylepi, Dopamine, Dobutamine, Vasopressin, Angiotensin II | yesno1 Yes 0 No
| 918 | [vasopressor_name_v9]Show the field ONLY if: [on_vasopressors_v9] = '1' | Name | checkbox1 vasopressor_name_v9___1 NorEpi 2 vasopressor_name_v9___2 Epi 3 vasopressor_name_v9___3 PhenylEpi 4 vasopressor_name_v9___4 Dopamine 5 vasopressor_name_v9___5 Dobutamine 6 vasopressor_name_v9___6 Vasopressin 7 vasopressor_name_v9___7 Angiotensin II
| 919 | [norepi_dose_v9]Show the field ONLY if: [vasopressor_name_v9(1)] = '1' | Norepinephrine Dose (mcg/min) | text (number, Max: 50)
| 920 | [epi_dose_v9]Show the field ONLY if: [vasopressor_name_v9(2)] = '1' | Epinephrine Dose (mcg/min) | text (number, Min: 0, Max: 50)
| 921 | [phenyl_dose_v9]Show the field ONLY if: [vasopressor_name_v9(3)] = '1' | Phenylephrine Dose (mcg/min) | text (number, Min: 0, Max: 200)
| 922 | [dopamine_dose_v9]Show the field ONLY if: [vasopressor_name_v9(4)] = '1' | Dopamine Dose (mcg/min) | text (number, Min: 0, Max: 50)
| 923 | [dobutamine_dose_v9]Show the field ONLY if: [vasopressor_name_v9(5)] = '1' | Dobutamine Dose (mcg/min) | text (number, Min: 0, Max: 50)
| 924 | [vasopressin_dose_v9]Show the field ONLY if: [vasopressor_name_v9(6)] = '1' | Vasopressin Dose (units/min) | text (number, Min: 0, Max: 50)
| 925 | [angiotensin_dose_v9]Show the field ONLY if: [vasopressor_name_v9(7)] = '1' | Angiotensin II Dose (ng/kg/min) | text (number, Min: 0, Max: 50)
| 926 | [net_fluid_balance_v9] | Section Header: Input and Output Net Fluid Balance Input and Output - this can be found in the patient chart Use 24 hour total which is updated at 7am each day | text (number)
| 927 | [hgb_v9] | Section Header: Hgb and Bilirubin Hemoglobin What was the value of their most recent hemoglobin? | text
| 928 | [bilirubin_v9] | Bilirubin What was the value of their most recent bilirubin? | text
| 929 | [abg_collection_reason_v9] | Section Header: Arterial Blood Gas Sample If the blood gas is clinically indicated (respiratory therapist collects the blood for analysis), the values will be in the patient chart. If the blood gas is for research purposes only, the values will be reported by Clin Labs and placed in the "EQOX" mailbox in Building 5, 2M (ZSFG). ABG Collection Reason | radio0 Clinically indicated 1 Research purposes only
| 930 | [ph_v9] | pH | text (number, Min: 6.8, Max: 7.8)
| 931 | [paco2_v9] | PaCO2 | text (number, Min: 5, Max: 120)
| 932 | [pao2_v9] | PaO2 | text (number, Min: 20, Max: 680)
| 933 | [so2_v9] | sO2 (%) | text (number, Min: 0, Max: 100)
| 934 | [is_this_clinical_sample_ta_9]Show the field ONLY if: [abg_collection_reason_v9] = '0' | Is this clinical sample taken with study team member present? | radioYes Study team member present No study team member NOT present
| 935 | [so2_time_v9]Show the field ONLY if: [abg_collection_reason_v9] = '1' | Time of Clinlab sO2 sample analysis (hh:mm:ss) | text (time_hh_mm_ss)
| 936 | [research_gem_ph_v9]Show the field ONLY if: [abg_collection_reason_v9] = '1' | Research GEM pH | text
| 937 | [research_gem_paco2_v9]Show the field ONLY if: [abg_collection_reason_v9] = '1' | Research GEM PaCO2 | text
| 938 | [research_gem_pao2_v9]Show the field ONLY if: [abg_collection_reason_v9] = '1' | Research GEM PaO2 | text
| 939 | [research_gem_so2_v9]Show the field ONLY if: [abg_collection_reason_v9] = '1' | Research GEM sO2 (%) | text
| 940 | [research_gem_time_run_v9]Show the field ONLY if: [abg_collection_reason_v9] = '1' | Research GEM time run (hh:mm:ss) | text (datetime_seconds_mdy)
| 941 | [additional_notes_sample_9] | Additional Notes | notes
| 942 | [blood_sample_9_complete] | Section Header: Form Status Complete? | dropdown0 Incomplete 1 Unverified 2 Complete
Instrument:Blood Sample 10(blood_sample_10) Collapse
| 943 | [capture_time_v10] | Section Header: Most Time Sensitive Measurements MUST be collected and recorded at thesame time as the ABG blood draw Patient Monitor SpO2 Capture Time Click the 'Now' button AT SAME TIME blood is being taken for ABG. All measurements below correspond to this exact time. | text (datetime_seconds_mdy)
| 944 | [spo2_v10] | Patient Monitor SpO2 (%) | text (number)
| 945 | [spo2_period_of_stability_v10] | SpO2 Period of Stability | radio0 ≥ 30 seconds 1 < 30 seconds
| 946 | [perfusion_v10] | Patient Monitor Perfusion Index | text (number, Min: 0.0)
| 947 | [pleth_quality_v10] | Patient Monitor Pleth Quality | checkbox0 pleth_quality_v10___0 Very irregular 1 pleth_quality_v10___1 Somewhat irregular 2 pleth_quality_v10___2 Regular 3 pleth_quality_v10___3 Poor amplitude 4 pleth_quality_v10___4 Variable amplitude 5 pleth_quality_v10___5 Good amplitude
| 948 | [nonin_spo2_v10] | Nonin SpO2 (%) | text
| 949 | [nellcor_spo2_v10] | Nellcor SpO2 (%) | text
| 950 | [nellcor_pleth_quality_10] | Nellcor Pleth Quality | checkbox0 nellcor_pleth_quality_10___0 Very irregular 1 nellcor_pleth_quality_10___1 Somewhat irregular 2 nellcor_pleth_quality_10___2 Regular 3 nellcor_pleth_quality_10___3 Poor amplitude 4 nellcor_pleth_quality_10___4 Variable amplitude 5 nellcor_pleth_quality_10___5 Good amplitude
| 951 | [radg_spo2_v10] | Masimo Rad-G SpO2 (%) | text
| 952 | [radg_perfusion_10] | Masimo Rad-G Perfusion Index | text (number, Min: 0.0)
| 953 | [radg_pleth_quality_10] | Masimo Rad-G Pleth Quality | checkbox0 radg_pleth_quality_10___0 Very irregular 1 radg_pleth_quality_10___1 Somewhat irregular 2 radg_pleth_quality_10___2 Regular 3 radg_pleth_quality_10___3 Poor amplitude 4 radg_pleth_quality_10___4 Variable amplitude 5 radg_pleth_quality_10___5 Good amplitude
| 954 | [bistos_spo2_v10] | BISTOS-710 SpO2 (%) | text
| 955 | [bistos_perfusion_10] | BISTOS-710 Perfusion Index | text (number, Min: 0.0)
| 956 | [bistos_pleth_quality_10] | BISTOS Pleth Quality | checkbox0 bistos_pleth_quality_10___0 Very irregular 1 bistos_pleth_quality_10___1 Somewhat irregular 2 bistos_pleth_quality_10___2 Regular 3 bistos_pleth_quality_10___3 Poor amplitude 4 bistos_pleth_quality_10___4 Variable amplitude 5 bistos_pleth_quality_10___5 Good amplitude
| 957 | [contec_spo2_v10] | [*OPTIONAL Study Device]CONTEC SpO2 (%) | text
| 958 | [contec_pleth_quality_v10] | [*OPTIONAL Study Device]CONTEC Pleth Quality | checkbox0 contec_pleth_quality_v10___0 Very irregular 1 contec_pleth_quality_v10___1 Somewhat irregular 2 contec_pleth_quality_v10___2 Regular 3 contec_pleth_quality_v10___3 Poor amplitude 4 contec_pleth_quality_v10___4 Variable amplitude 5 contec_pleth_quality_v10___5 Good amplitude
| 959 | [masimo_spo2_v10] | [*OPTIONAL Study Device]Masimo Rad G (w/ pediatric sensor) SpO2 (%) | text
| 960 | [masimo_perfusion_v10] | [*OPTIONAL Study Device]Masimo Rad G (w/ pediatric sensor) Perfusion Index | text (number, Min: 0.0)
| 961 | [masimo_pleth_quality_v10] | [*OPTIONAL Study Device]Masimo Rad G (w/ pediatric sensor) Pleth Quality | checkbox0 masimo_pleth_quality_v10___0 Very irregular 1 masimo_pleth_quality_v10___1 Somewhat irregular 2 masimo_pleth_quality_v10___2 Regular 3 masimo_pleth_quality_v10___3 Poor amplitude 4 masimo_pleth_quality_v10___4 Variable amplitude 5 masimo_pleth_quality_v10___5 Good amplitude
| 962 | [heart_rate_v10] | Section Header: Time-Sensitive Measurements Please try to record value within 1 minute to the time of ABG blood draw Patient Monitor Pulse Ox Heart Rate (Blue) | text
| 963 | [ecg_heart_rate_v10] | Patient Monitor ECG Heart Rate (Green) | text
| 964 | [blood_pressure_source_v10] | Blood Pressure Source | radio0 Arterial Line 1 BP Cuff
| 965 | [art_map_v10]Show the field ONLY if: [blood_pressure_source_v10] = '0' | MAP | text (number)
| 966 | [cuff_map_v10]Show the field ONLY if: [blood_pressure_source_v10] = '1' | MAP | text (number)
| 967 | [nonin_heart_rate_10] | Nonin Heart Rate | text
| 968 | [nellcor_heart_rate_10] | Nellcor Heart Rate | text
| 969 | [radg_heart_rate_10] | Masimo Rad-G Heart Rate | text
| 970 | [bistos_heart_rate_10] | BISTOS-710 Heart Rate | text
| 971 | [contec_heart_rate_v10] | [*OPTIONAL Study Device] CONTEC Heart Rate | text
| 972 | [masimo_heart_rate_v10] | [*OPTIONAL Study Device]Masimo Rad G (w/ pediatric sensor) Heart Rate | text
| 973 | [finger_diameter_v10] | Section Header: Least Time-Sensitive Patient Monitor/Standard of Care MeasurementsPlease collect within 10 minutes SOC Finger Diameter (mm) Measure the diameter of the finger (ventral to dorsal) on which the standard of care (SOC) pulse oximeter is used on the contralateral hand Measure between points A and D (open in new tab) | text (number)
| 974 | [probe_location_v10] | Standard of Care (SOC) Probe Location | radio0 Left Thumb 1 Left Index 2 Left Middle 3 Left Ring 4 Left Pinky 5 Right Thumb 6 Right Index 7 Right Middle 8 Right Ring 9 Right Pinky 10 Nare 11 Left earlobe 12 Right earlobe 13 Other - Toes
| 975 | [probe_type_v10] | SOC Probe Type | radio0 Disposable 1 Reusable 2 Trauma
| 976 | [probe_quality_v10] | SOC Probe Application Quality | checkbox1 probe_quality_v10___1 Sensor and emitter opposed 2 probe_quality_v10___2 No airspace between sensor or emitter and skin 3 probe_quality_v10___3 Skin surface clean 4 probe_quality_v10___4 Straight probe orientation 5 probe_quality_v10___5 Skin without nail polish, tattoo, or pigment variation 6 probe_quality_v10___6 No options apply 7 probe_quality_v10___7 Other - Probe reapplied
| 977 | [device_type_v10] | SOC Device Type | radio0 Benchtop Masimo Oximeter (Model # xyz) 1 Wall Mount Patient Monitor (Model # xyz)
| 978 | [nonin_probe_location_10] | Section Header: Least Time-Sensitive Nonin PalmSat 2500 OXIMETER without alarm Parameters Nonin Probe Location | radio0 Left Thumb 1 Left Index 2 Left Middle 3 Left Ring 4 Left Pinky 5 Right Thumb 6 Right Index 7 Right Middle 8 Right Ring 9 Right Pinky 10 Nare 11 Left earlobe 12 Right earlobe 13 Other - Toes
| 979 | [nonin_finger_diameter_10] | Nonin Finger Diameter (mm)Measure the finger diameter ventral to dorsal Measure between points A and D (open in new tab) | text (number)
| 980 | [nellcor_probe_location_10] | Section Header: Least Time-Sensitive Nellcor Portable SpO2 Patient Monitoring System Parameters Nellcor Probe Location | radio0 Left Thumb 1 Left Index 2 Left Middle 3 Left Ring 4 Left Pinky 5 Right Thumb 6 Right Index 7 Right Middle 8 Right Ring 9 Right Pinky 10 Nare 11 Left earlobe 12 Right earlobe 13 Other - Toes
| 981 | [nellcor_finger_diameter_10] | Nellcor Finger Diameter (mm)Measure the finger diameter ventral to dorsal Measure between points A and D (open in new tab) | text (number)
| 982 | [radg_probe_location_10] | Section Header: Least Time-Sensitive Masimo Rad-G Pulse Oximeter Parameters Masimo Rad-G Probe Location | radio0 Left Thumb 1 Left Index 2 Left Middle 3 Left Ring 4 Left Pinky 5 Right Thumb 6 Right Index 7 Right Middle 8 Right Ring 9 Right Pinky 10 Nare 11 Left earlobe 12 Right earlobe 13 Other - Toes
| 983 | [radg_finger_diameter_10] | Masimo Rad-G Finger Diameter (mm)Measure the finger diameter ventral to dorsal Measure between points A and D (open in new tab) | text (number)
| 984 | [bistos_probe_location_10] | Section Header: Least Time-Sensitive LifeBox BISTOS-710 Handheld Oximeter Parameters BISTOS-710 Probe Location | radio0 Left Thumb 1 Left Index 2 Left Middle 3 Left Ring 4 Left Pinky 5 Right Thumb 6 Right Index 7 Right Middle 8 Right Ring 9 Right Pinky 10 Nare 11 Left earlobe 12 Right earlobe 13 Other - Toes
| 985 | [bistos_finger_diameter_10] | BISTOS-710 Finger Diameter (mm)Measure the finger diameter ventral to dorsal Measure between points A and D (open in new tab) | text (number)
| 986 | [contec_probe_location_v10] | Section Header: [*OPTIONAL Study Device] Least Time-Sensitive CONTEC CM650NA Parameters [*OPTIONAL Study Device] CONTEC Probe Location | radio0 Left Thumb 1 Left Index 2 Left Middle 3 Left Ring 4 Left Pinky 5 Right Thumb 6 Right Index 7 Right Middle 8 Right Ring 9 Right Pinky 10 Nare 11 Left earlobe 12 Right earlobe 13 Other - Toes
| 987 | [contec_finger_diameter_v10] | [*OPTIONAL Study Device] CONTEC Finger Diameter (mm)Measure the finger diameter ventral to dorsal Measure between points A and D (open in new tab) | text (number)
| 988 | [masimo_probe_location_v10] | Section Header: [*OPTIONAL Study Device]Least Time-Sensitive Masimo Rad G (w/ pediatric sensor) Handheld Parameters [*OPTIONAL Study Device] Masimo Rad G (w/ pediatric sensor) Probe Location | radio0 Left Thumb 1 Left Index 2 Left Middle 3 Left Ring 4 Left Pinky 5 Right Thumb 6 Right Index 7 Right Middle 8 Right Ring 9 Right Pinky 10 Nare 11 Left earlobe 12 Right earlobe 13 Other - Toes
| 989 | [masimo_finger_diameter_v10] | [*OPTIONAL Study Device] Masimo Rad G (w/ pediatric sensor) Finger Diameter (mm) Measure the finger diameter ventral to dorsal Measure between points A and D (open in new tab) | text (number)
| 990 | [patient_movement_v10] | Section Header: Patient Movement Describe Patient Movement | radio0 No Movement (patient completely still) 1 Moderate Movement (some movement observed, though limbs still on bed) 2 Extreme Movement (significant movement observed - e.g. limbs off of the bed, movement in region of oximeter measurement)
| 991 | [temperature_v10] | Section Header: Patient Temperature Temperature (Celsius)What is the value of their most recent temperature? | text
| 992 | [ecg_rhythm_v10] | Section Header: ECG ECG RhythmA copy of the ECG is in the patient EMR. The ECG rhythym is stated in the top-center. | radio0 Sinus Rhythm 1 Sinus Bradycardia 2 Sinus Tachycardia 3 1st Degree Heart Block 4 2nd Degree Heart Block 5 3rd Degree Heart Block 6 Supraventricular Tachycardia 7 Atrial Fibrillation 8 Atrial Flutter 9 Ventricular Tachycardia 10 Ventricular Fibrillation
| 993 | [paralytic_drip_v10] | Section Header: Paralytic Drip Paralytic DripAre they any of the following: 1. Atracurium 2. Cisatracurium 3. Rocuronium 4. Vecuroniurn 5. Pancuronium | yesno1 Yes 0 No
| 994 | [supplemental_oxygen_type_v10] | Section Header: Supplemental Oxygen Supplemental Oxygen Type | radio0 None 1 Low-Flow Nasal Cannula 2 High-Flow Nasal Cannula 3 Face Mask with or without Reservoir Bag (Non-Rebreather) 4 Ventilator/CPAP/BIPAP
| 995 | [fio2_v10]Show the field ONLY if: [supplemental_oxygen_type_v10] = '1' or [supplemental_oxygen_type_v10] = '2' or [supplemental_oxygen_type_v10] = '3' or [supplemental_oxygen_type_v10] = '4' | FiO2 | text
| 996 | [flow_rate_v10]Show the field ONLY if: [supplemental_oxygen_type_v10] = '3' | Flow Rate (liters per minute) | text
| 997 | [peep_v10]Show the field ONLY if: [supplemental_oxygen_type_v10] = '4' | PEEP (liters per minute) | text
| 998 | [on_vasopressors_v10] | Section Header: Vasopressors On Vasopressors?Norepinephrine, Epinephrine, Phenylepi, Dopamine, Dobutamine, Vasopressin, Angiotensin II | yesno1 Yes 0 No
| 999 | [vasopressor_name_v10]Show the field ONLY if: [on_vasopressors_v10] = '1' | Name | checkbox1 vasopressor_name_v10___1 NorEpi 2 vasopressor_name_v10___2 Epi 3 vasopressor_name_v10___3 PhenylEpi 4 vasopressor_name_v10___4 Dopamine 5 vasopressor_name_v10___5 Dobutamine 6 vasopressor_name_v10___6 Vasopressin 7 vasopressor_name_v10___7 Angiotensin II
| 1000 | [norepi_dose_v10]Show the field ONLY if: [vasopressor_name_v10(1)] = '1' | Norepinephrine Dose (mcg/min) | text (number, Max: 50)
| 1001 | [epi_dose_v10]Show the field ONLY if: [vasopressor_name_v10(2)] = '1' | Epinephrine Dose (mcg/min) | text (number, Min: 0, Max: 50)
| 1002 | [phenyl_dose_v10]Show the field ONLY if: [vasopressor_name_v10(3)] = '1' | Phenylephrine Dose (mcg/min) | text (number, Min: 0, Max: 200)
| 1003 | [dopamine_dose_v10]Show the field ONLY if: [vasopressor_name_v10(4)] = '1' | Dopamine Dose (mcg/min) | text (number, Min: 0, Max: 50)
| 1004 | [dobutamine_dose_v10]Show the field ONLY if: [vasopressor_name_v10(5)] = '1' | Dobutamine Dose (mcg/min) | text (number, Min: 0, Max: 50)
| 1005 | [vasopressin_dose_v10]Show the field ONLY if: [vasopressor_name_v10(6)] = '1' | Vasopressin Dose (units/min) | text (number, Min: 0, Max: 50)
| 1006 | [angiotensin_dose_v10]Show the field ONLY if: [vasopressor_name_v10(7)] = '1' | Angiotensin II Dose (ng/kg/min) | text (number, Min: 0, Max: 50)
| 1007 | [net_fluid_balance_v10] | Section Header: Input and Output Net Fluid Balance Input and Output - this can be found in the patient chart Use 24 hour total which is updated at 7am each day | text (number)
| 1008 | [hgb_v10] | Section Header: Hgb and Bilirubin Hemoglobin What was the value of their most recent hemoglobin? | text
| 1009 | [bilirubin_v10] | Bilirubin What was the value of their most recent bilirubin? | text
| 1010 | [abg_collection_reason_v10] | Section Header: Arterial Blood Gas Sample If the blood gas is clinically indicated (respiratory therapist collects the blood for analysis), the values will be in the patient chart. If the blood gas is for research purposes only, the values will be reported by Clin Labs and placed in the "EQOX" mailbox in Building 5, 2M (ZSFG). ABG Collection Reason | radio0 Clinically indicated 1 Research purposes only
| 1011 | [ph_v10] | pH | text (number, Min: 6.8, Max: 7.8)
| 1012 | [paco2_v10] | PaCO2 | text (number, Min: 5, Max: 120)
| 1013 | [pao2_v10] | PaO2 | text (number, Min: 20, Max: 680)
| 1014 | [so2_v10] | sO2 (%) | text (number, Min: 0, Max: 100)
| 1015 | [is_this_clinical_sample_ta_10]Show the field ONLY if: [abg_collection_reason_v10] = '0' | Is this clinical sample taken with study team member present? | radioYes Study team member present No study team member NOT present
| 1016 | [so2_time_v10]Show the field ONLY if: [abg_collection_reason_v10] = '1' | Time of Clinlab sO2 sample analysis (hh:mm:ss) | text (time_hh_mm_ss)
| 1017 | [research_gem_ph_v10]Show the field ONLY if: [abg_collection_reason_v10] = '1' | Research GEM pH | text
| 1018 | [research_gem_paco2_v10]Show the field ONLY if: [abg_collection_reason_v10] = '1' | Research GEM PaCO2 | text
| 1019 | [research_gem_pao2_v10]Show the field ONLY if: [abg_collection_reason_v10] = '1' | Research GEM PaO2 | text
| 1020 | [research_gem_so2_v10]Show the field ONLY if: [abg_collection_reason_v10] = '1' | Research GEM sO2 (%) | text
| 1021 | [research_gem_time_run_v10]Show the field ONLY if: [abg_collection_reason_v10] = '1' | Research GEM time run (hh:mm:ss) | text (datetime_seconds_mdy)
| 1022 | [additional_notes_sample_10] | Additional Notes | notes
| 1023 | [blood_sample_10_complete] | Section Header: Form Status Complete? | dropdown0 Incomplete 1 Unverified 2 Complete